## bus
| name | vn_kv | type | zone | in_service | min_vm_pu | max_vm_pu
0 | main_busbar | 0.4 | n |  | TRUE | 0.95 | 1.05
1 | Trafostation_OS | 20 | n |  | TRUE | 0.95 | 1.05
2 | Connection Nodebus 1427 | 0.4 | n |  | TRUE | 0.95 | 1.05
3 | Connection Nodebus 1378 | 0.4 | n |  | TRUE | 0.95 | 1.05
4 | Connection Nodebus 1369 | 0.4 | n |  | TRUE | 0.95 | 1.05
5 | Connection Nodebus 1367 | 0.4 | n |  | TRUE | 0.95 | 1.05
6 | Connection Nodebus 2150 | 0.4 | n |  | TRUE | 0.95 | 1.05
7 | Connection Nodebus 1371 | 0.4 | n |  | TRUE | 0.95 | 1.05
8 | Connection Nodebus 1366 | 0.4 | n |  | TRUE | 0.95 | 1.05
9 | Connection Nodebus 1391 | 0.4 | n |  | TRUE | 0.95 | 1.05
10 | Connection Nodebus 1353 | 0.4 | n |  | TRUE | 0.95 | 1.05
11 | Connection Nodebus 2140 | 0.4 | n |  | TRUE | 0.95 | 1.05
12 | Connection Nodebus 1373 | 0.4 | n |  | TRUE | 0.95 | 1.05
13 | Connection Nodebus 1404 | 0.4 | n |  | TRUE | 0.95 | 1.05
14 | Connection Nodebus 1389 | 0.4 | n |  | TRUE | 0.95 | 1.05
15 | Connection Nodebus 1418 | 0.4 | n |  | TRUE | 0.95 | 1.05
16 | Connection Nodebus 2138 | 0.4 | n |  | TRUE | 0.95 | 1.05
17 | Connection Nodebus 1345 | 0.4 | n |  | TRUE | 0.95 | 1.05
18 | Connection Nodebus 1380 | 0.4 | n |  | TRUE | 0.95 | 1.05
19 | Connection Nodebus 1360 | 0.4 | n |  | TRUE | 0.95 | 1.05
20 | Connection Nodebus 1401 | 0.4 | n |  | TRUE | 0.95 | 1.05
21 | Connection Nodebus 1358 | 0.4 | n |  | TRUE | 0.95 | 1.05
22 | Connection Nodebus 1187 | 0.4 | n |  | TRUE | 0.95 | 1.05
23 | Connection Nodebus 1382 | 0.4 | n |  | TRUE | 0.95 | 1.05
24 | Connection Nodebus 1393 | 0.4 | n |  | TRUE | 0.95 | 1.05
25 | Connection Nodebus 1415 | 0.4 | n |  | TRUE | 0.95 | 1.05
26 | Connection Nodebus 1384 | 0.4 | n |  | TRUE | 0.95 | 1.05
27 | Connection Nodebus 1398 | 0.4 | n |  | TRUE | 0.95 | 1.05
28 | Connection Nodebus 1356 | 0.4 | n |  | TRUE | 0.95 | 1.05
29 | Connection Nodebus 2120 | 0.4 | n |  | TRUE | 0.95 | 1.05
30 | Connection Nodebus 1420 | 0.4 | n |  | TRUE | 0.95 | 1.05
31 | Connection Nodebus 1406 | 0.4 | n |  | TRUE | 0.95 | 1.05
32 | Connection Nodebus 1343 | 0.4 | n |  | TRUE | 0.95 | 1.05
33 | Connection Nodebus 1225 | 0.4 | n |  | TRUE | 0.95 | 1.05
34 | Connection Nodebus 1422 | 0.4 | n |  | TRUE | 0.95 | 1.05
35 | Connection Nodebus 1385 | 0.4 | n |  | TRUE | 0.95 | 1.05
36 | Connection Nodebus 1386 | 0.4 | n |  | TRUE | 0.95 | 1.05
37 | Connection Nodebus 1396 | 0.4 | n |  | TRUE | 0.95 | 1.05
38 | Connection Nodebus 2074 | 0.4 | n |  | TRUE | 0.95 | 1.05
39 | Connection Nodebus 640 | 0.4 | n |  | TRUE | 0.95 | 1.05
40 | Connection Nodebus 1347 | 0.4 | n |  | TRUE | 0.95 | 1.05
41 | Connection Nodebus 1189 | 0.4 | n |  | TRUE | 0.95 | 1.05
42 | Connection Nodebus 1159 | 0.4 | n |  | TRUE | 0.95 | 1.05
43 | Connection Nodebus 1431 | 0.4 | n |  | TRUE | 0.95 | 1.05
44 | Connection Nodebus 633 | 0.4 | n |  | TRUE | 0.95 | 1.05
45 | Connection Nodebus 1408 | 0.4 | n |  | TRUE | 0.95 | 1.05
46 | Connection Nodebus 2145 | 0.4 | n |  | TRUE | 0.95 | 1.05
47 | Connection Nodebus 632 | 0.4 | n |  | TRUE | 0.95 | 1.05
48 | Connection Nodebus 1325 | 0.4 | n |  | TRUE | 0.95 | 1.05
49 | Connection Nodebus 1315 | 0.4 | n |  | TRUE | 0.95 | 1.05
50 | Connection Nodebus 2108 | 0.4 | n |  | TRUE | 0.95 | 1.05
51 | Connection Nodebus 641 | 0.4 | n |  | TRUE | 0.95 | 1.05
52 | Connection Nodebus 1341 | 0.4 | n |  | TRUE | 0.95 | 1.05
53 | Connection Nodebus 638 | 0.4 | n |  | TRUE | 0.95 | 1.05
54 | Connection Nodebus 1276 | 0.4 | n |  | TRUE | 0.95 | 1.05
55 | Connection Nodebus 2136 | 0.4 | n |  | TRUE | 0.95 | 1.05
56 | Connection Nodebus 2091 | 0.4 | n |  | TRUE | 0.95 | 1.05
57 | Connection Nodebus 1377 | 0.4 | n |  | TRUE | 0.95 | 1.05
58 | Connection Nodebus 1323 | 0.4 | n |  | TRUE | 0.95 | 1.05
59 | Connection Nodebus 2116 | 0.4 | n |  | TRUE | 0.95 | 1.05
60 | Connection Nodebus 603 | 0.4 | n |  | TRUE | 0.95 | 1.05
61 | Connection Nodebus 1339 | 0.4 | n |  | TRUE | 0.95 | 1.05
62 | Connection Nodebus 2184 | 0.4 | n |  | TRUE | 0.95 | 1.05
63 | Connection Nodebus 1425 | 0.4 | n |  | TRUE | 0.95 | 1.05
64 | Connection Nodebus 643 | 0.4 | n |  | TRUE | 0.95 | 1.05
65 | Connection Nodebus 1407 | 0.4 | n |  | TRUE | 0.95 | 1.05
66 | Connection Nodebus 636 | 0.4 | n |  | TRUE | 0.95 | 1.05
67 | Connection Nodebus 1321 | 0.4 | n |  | TRUE | 0.95 | 1.05
68 | Connection Nodebus 1303 | 0.4 | n |  | TRUE | 0.95 | 1.05
69 | Connection Nodebus 2118 | 0.4 | n |  | TRUE | 0.95 | 1.05
70 | Connection Nodebus 3273 | 0.4 | n |  | TRUE | 0.95 | 1.05
71 | Connection Nodebus 626 | 0.4 | n |  | TRUE | 0.95 | 1.05
72 | Connection Nodebus 1376 | 0.4 | n |  | TRUE | 0.95 | 1.05
73 | Connection Nodebus 1426 | 0.4 | n |  | TRUE | 0.95 | 1.05
74 | Connection Nodebus 1302 | 0.4 | n |  | TRUE | 0.95 | 1.05
75 | Connection Nodebus 2182 | 0.4 | n |  | TRUE | 0.95 | 1.05
76 | Connection Nodebus 1123 | 0.4 | n |  | TRUE | 0.95 | 1.05
77 | Connection Nodebus 2180 | 0.4 | n |  | TRUE | 0.95 | 1.05
78 | Connection Nodebus 645 | 0.4 | n |  | TRUE | 0.95 | 1.05
79 | Connection Nodebus 2229 | 0.4 | n |  | TRUE | 0.95 | 1.05
80 | Connection Nodebus 2130 | 0.4 | n |  | TRUE | 0.95 | 1.05
81 | Connection Nodebus 2092 | 0.4 | n |  | TRUE | 0.95 | 1.05
82 | Connection Nodebus 1122 | 0.4 | n |  | TRUE | 0.95 | 1.05
83 | Connection Nodebus 625 | 0.4 | n |  | TRUE | 0.95 | 1.05
84 | Connection Nodebus 2105 | 0.4 | n |  | TRUE | 0.95 | 1.05
85 | Connection Nodebus 1313 | 0.4 | n |  | TRUE | 0.95 | 1.05
86 | Connection Nodebus 2113 | 0.4 | n |  | TRUE | 0.95 | 1.05
87 | Connection Nodebus 2106 | 0.4 | n |  | TRUE | 0.95 | 1.05
88 | Connection Nodebus 1317 | 0.4 | n |  | TRUE | 0.95 | 1.05
89 | Connection Nodebus 528 | 0.4 | n |  | TRUE | 0.95 | 1.05
90 | Connection Nodebus 1106 | 0.4 | n |  | TRUE | 0.95 | 1.05
91 | Connection Nodebus 2114 | 0.4 | n |  | TRUE | 0.95 | 1.05
92 | Connection Nodebus 1056 | 0.4 | n |  | TRUE | 0.95 | 1.05
93 | Connection Nodebus 1028 | 0.4 | n |  | TRUE | 0.95 | 1.05
94 | Connection Nodebus 1244 | 0.4 | n |  | TRUE | 0.95 | 1.05
95 | Connection Nodebus 526 | 0.4 | n |  | TRUE | 0.95 | 1.05
96 | Connection Nodebus 1085 | 0.4 | n |  | TRUE | 0.95 | 1.05
97 | Connection Nodebus 1049 | 0.4 | n |  | TRUE | 0.95 | 1.05
98 | Connection Nodebus 2110 | 0.4 | n |  | TRUE | 0.95 | 1.05
99 | Connection Nodebus 1131 | 0.4 | n |  | TRUE | 0.95 | 1.05
100 | Connection Nodebus 3276 | 0.4 | n |  | TRUE | 0.95 | 1.05
101 | Connection Nodebus 660 | 0.4 | n |  | TRUE | 0.95 | 1.05
102 | Connection Nodebus 2107 | 0.4 | n |  | TRUE | 0.95 | 1.05
103 | Connection Nodebus 1257 | 0.4 | n |  | TRUE | 0.95 | 1.05
104 | Connection Nodebus 1319 | 0.4 | n |  | TRUE | 0.95 | 1.05
105 | Connection Nodebus 2104 | 0.4 | n |  | TRUE | 0.95 | 1.05
106 | Connection Nodebus 623 | 0.4 | n |  | TRUE | 0.95 | 1.05
107 | Connection Nodebus 659 | 0.4 | n |  | TRUE | 0.95 | 1.05
108 | Connection Nodebus 1133 | 0.4 | n |  | TRUE | 0.95 | 1.05
109 | Connection Nodebus 1046 | 0.4 | n |  | TRUE | 0.95 | 1.05
110 | Connection Nodebus 1290 | 0.4 | n |  | TRUE | 0.95 | 1.05
111 | Connection Nodebus 646 | 0.4 | n |  | TRUE | 0.95 | 1.05
112 | Connection Nodebus 2103 | 0.4 | n |  | TRUE | 0.95 | 1.05
113 | Connection Nodebus 2101 | 0.4 | n |  | TRUE | 0.95 | 1.05
114 | Connection Nodebus 1160 | 0.4 | n |  | TRUE | 0.95 | 1.05
115 | Connection Nodebus 3400 | 0.4 | n |  | TRUE | 0.95 | 1.05
116 | Connection Nodebus 1044 | 0.4 | n |  | TRUE | 0.95 | 1.05
117 | Connection Nodebus 3708 | 0.4 | n |  | TRUE | 0.95 | 1.05
118 | Connection Nodebus 1233 | 0.4 | n |  | TRUE | 0.95 | 1.05
119 | Connection Nodebus 1266 | 0.4 | n |  | TRUE | 0.95 | 1.05
120 | Connection Nodebus 649 | 0.4 | n |  | TRUE | 0.95 | 1.05
121 | Connection Nodebus 2099 | 0.4 | n |  | TRUE | 0.95 | 1.05
122 | Connection Nodebus 3368 | 0.4 | n |  | TRUE | 0.95 | 1.05
123 | Connection Nodebus 3425 | 0.4 | n |  | TRUE | 0.95 | 1.05
124 | Connection Nodebus 1152 | 0.4 | n |  | TRUE | 0.95 | 1.05
125 | Connection Nodebus 648 | 0.4 | n |  | TRUE | 0.95 | 1.05
126 | Connection Nodebus 3370 | 0.4 | n |  | TRUE | 0.95 | 1.05
127 | Connection Nodebus 1362 | 0.4 | n |  | TRUE | 0.95 | 1.05
128 | Connection Nodebus 1268 | 0.4 | n |  | TRUE | 0.95 | 1.05
129 | Connection Nodebus 3426 | 0.4 | n |  | TRUE | 0.95 | 1.05
130 | Connection Nodebus 1143 | 0.4 | n |  | TRUE | 0.95 | 1.05
131 | Connection Nodebus 1433 | 0.4 | n |  | TRUE | 0.95 | 1.05
132 | Connection Nodebus 3433 | 0.4 | n |  | TRUE | 0.95 | 1.05
133 | Connection Nodebus 3428 | 0.4 | n |  | TRUE | 0.95 | 1.05
134 | Connection Nodebus 1375 | 0.4 | n |  | TRUE | 0.95 | 1.05
135 | Connection Nodebus 2100 | 0.4 | n |  | TRUE | 0.95 | 1.05
136 | Connection Nodebus 654 | 0.4 | n |  | TRUE | 0.95 | 1.05
137 | Connection Nodebus 651 | 0.4 | n |  | TRUE | 0.95 | 1.05
138 | Connection Nodebus 532 | 0.4 | n |  | TRUE | 0.95 | 1.05
139 | Connection Nodebus 3360 | 0.4 | n |  | TRUE | 0.95 | 1.05
140 | Connection Nodebus 3292 | 0.4 | n |  | TRUE | 0.95 | 1.05
141 | Connection Nodebus 3434 | 0.4 | n |  | TRUE | 0.95 | 1.05
142 | Connection Nodebus 3430 | 0.4 | n |  | TRUE | 0.95 | 1.05
143 | Connection Nodebus 3356 | 0.4 | n |  | TRUE | 0.95 | 1.05
144 | Connection Nodebus 653 | 0.4 | n |  | TRUE | 0.95 | 1.05
145 | Connection Nodebus 3436 | 0.4 | n |  | TRUE | 0.95 | 1.05
146 | Connection Nodebus 3407 | 0.4 | n |  | TRUE | 0.95 | 1.05
147 | Connection Nodebus 3431 | 0.4 | n |  | TRUE | 0.95 | 1.05
148 | Connection Nodebus 3372 | 0.4 | n |  | TRUE | 0.95 | 1.05
149 | Connection Nodebus 3362 | 0.4 | n |  | TRUE | 0.95 | 1.05
150 | Connection Nodebus 3420 | 0.4 | n |  | TRUE | 0.95 | 1.05
151 | Connection Nodebus 3363 | 0.4 | n |  | TRUE | 0.95 | 1.05
152 | Connection Nodebus 3410 | 0.4 | n |  | TRUE | 0.95 | 1.05
153 | Connection Nodebus 3365 | 0.4 | n |  | TRUE | 0.95 | 1.05
154 | Connection Nodebus 3373 | 0.4 | n |  | TRUE | 0.95 | 1.05
155 | Consumer Nodebus 525 | 0.4 | n |  | TRUE | 0.95 | 1.05
156 | Consumer Nodebus 527 | 0.4 | n |  | TRUE | 0.95 | 1.05
157 | Consumer Nodebus 531 | 0.4 | n |  | TRUE | 0.95 | 1.05
158 | Consumer Nodebus 602 | 0.4 | n |  | TRUE | 0.95 | 1.05
159 | Consumer Nodebus 622 | 0.4 | n |  | TRUE | 0.95 | 1.05
160 | Consumer Nodebus 624 | 0.4 | n |  | TRUE | 0.95 | 1.05
161 | Consumer Nodebus 637 | 0.4 | n |  | TRUE | 0.95 | 1.05
162 | Consumer Nodebus 639 | 0.4 | n |  | TRUE | 0.95 | 1.05
163 | Consumer Nodebus 642 | 0.4 | n |  | TRUE | 0.95 | 1.05
164 | Consumer Nodebus 644 | 0.4 | n |  | TRUE | 0.95 | 1.05
165 | Consumer Nodebus 647 | 0.4 | n |  | TRUE | 0.95 | 1.05
166 | Consumer Nodebus 650 | 0.4 | n |  | TRUE | 0.95 | 1.05
167 | Consumer Nodebus 652 | 0.4 | n |  | TRUE | 0.95 | 1.05
168 | Consumer Nodebus 1040 | 0.4 | n |  | TRUE | 0.95 | 1.05
169 | Consumer Nodebus 1043 | 0.4 | n |  | TRUE | 0.95 | 1.05
170 | Consumer Nodebus 1045 | 0.4 | n |  | TRUE | 0.95 | 1.05
171 | Consumer Nodebus 1048 | 0.4 | n |  | TRUE | 0.95 | 1.05
172 | Consumer Nodebus 1055 | 0.4 | n |  | TRUE | 0.95 | 1.05
173 | Consumer Nodebus 1084 | 0.4 | n |  | TRUE | 0.95 | 1.05
174 | Consumer Nodebus 1105 | 0.4 | n |  | TRUE | 0.95 | 1.05
175 | Consumer Nodebus 1121 | 0.4 | n |  | TRUE | 0.95 | 1.05
176 | Consumer Nodebus 1130 | 0.4 | n |  | TRUE | 0.95 | 1.05
177 | Consumer Nodebus 1132 | 0.4 | n |  | TRUE | 0.95 | 1.05
178 | Consumer Nodebus 1142 | 0.4 | n |  | TRUE | 0.95 | 1.05
179 | Consumer Nodebus 1151 | 0.4 | n |  | TRUE | 0.95 | 1.05
180 | Consumer Nodebus 1158 | 0.4 | n |  | TRUE | 0.95 | 1.05
181 | Consumer Nodebus 1186 | 0.4 | n |  | TRUE | 0.95 | 1.05
182 | Consumer Nodebus 1188 | 0.4 | n |  | TRUE | 0.95 | 1.05
183 | Consumer Nodebus 1232 | 0.4 | n |  | TRUE | 0.95 | 1.05
184 | Consumer Nodebus 1243 | 0.4 | n |  | TRUE | 0.95 | 1.05
185 | Consumer Nodebus 1256 | 0.4 | n |  | TRUE | 0.95 | 1.05
186 | Consumer Nodebus 1265 | 0.4 | n |  | TRUE | 0.95 | 1.05
187 | Consumer Nodebus 1267 | 0.4 | n |  | TRUE | 0.95 | 1.05
188 | Consumer Nodebus 1275 | 0.4 | n |  | TRUE | 0.95 | 1.05
189 | Consumer Nodebus 1284 | 0.4 | n |  | TRUE | 0.95 | 1.05
190 | Consumer Nodebus 1289 | 0.4 | n |  | TRUE | 0.95 | 1.05
191 | Consumer Nodebus 1301 | 0.4 | n |  | TRUE | 0.95 | 1.05
192 | Consumer Nodebus 1312 | 0.4 | n |  | TRUE | 0.95 | 1.05
193 | Consumer Nodebus 1314 | 0.4 | n |  | TRUE | 0.95 | 1.05
194 | Consumer Nodebus 1316 | 0.4 | n |  | TRUE | 0.95 | 1.05
195 | Consumer Nodebus 1318 | 0.4 | n |  | TRUE | 0.95 | 1.05
196 | Consumer Nodebus 1320 | 0.4 | n |  | TRUE | 0.95 | 1.05
197 | Consumer Nodebus 1322 | 0.4 | n |  | TRUE | 0.95 | 1.05
198 | Consumer Nodebus 1324 | 0.4 | n |  | TRUE | 0.95 | 1.05
199 | Consumer Nodebus 1340 | 0.4 | n |  | TRUE | 0.95 | 1.05
200 | Consumer Nodebus 1342 | 0.4 | n |  | TRUE | 0.95 | 1.05
201 | Consumer Nodebus 1344 | 0.4 | n |  | TRUE | 0.95 | 1.05
202 | Consumer Nodebus 1351 | 0.4 | n |  | TRUE | 0.95 | 1.05
203 | Consumer Nodebus 1352 | 0.4 | n |  | TRUE | 0.95 | 1.05
204 | Consumer Nodebus 1355 | 0.4 | n |  | TRUE | 0.95 | 1.05
205 | Consumer Nodebus 1357 | 0.4 | n |  | TRUE | 0.95 | 1.05
206 | Consumer Nodebus 1359 | 0.4 | n |  | TRUE | 0.95 | 1.05
207 | Consumer Nodebus 1361 | 0.4 | n |  | TRUE | 0.95 | 1.05
208 | Consumer Nodebus 1368 | 0.4 | n |  | TRUE | 0.95 | 1.05
209 | Consumer Nodebus 1370 | 0.4 | n |  | TRUE | 0.95 | 1.05
210 | Consumer Nodebus 1374 | 0.4 | n |  | TRUE | 0.95 | 1.05
211 | Consumer Nodebus 1379 | 0.4 | n |  | TRUE | 0.95 | 1.05
212 | Consumer Nodebus 1381 | 0.4 | n |  | TRUE | 0.95 | 1.05
213 | Consumer Nodebus 1383 | 0.4 | n |  | TRUE | 0.95 | 1.05
214 | Consumer Nodebus 1387 | 0.4 | n |  | TRUE | 0.95 | 1.05
215 | Consumer Nodebus 1388 | 0.4 | n |  | TRUE | 0.95 | 1.05
216 | Consumer Nodebus 1390 | 0.4 | n |  | TRUE | 0.95 | 1.05
217 | Consumer Nodebus 1392 | 0.4 | n |  | TRUE | 0.95 | 1.05
218 | Consumer Nodebus 1394 | 0.4 | n |  | TRUE | 0.95 | 1.05
219 | Consumer Nodebus 1395 | 0.4 | n |  | TRUE | 0.95 | 1.05
220 | Consumer Nodebus 1397 | 0.4 | n |  | TRUE | 0.95 | 1.05
221 | Consumer Nodebus 1400 | 0.4 | n |  | TRUE | 0.95 | 1.05
222 | Consumer Nodebus 1403 | 0.4 | n |  | TRUE | 0.95 | 1.05
223 | Consumer Nodebus 1405 | 0.4 | n |  | TRUE | 0.95 | 1.05
224 | Consumer Nodebus 1414 | 0.4 | n |  | TRUE | 0.95 | 1.05
225 | Consumer Nodebus 1417 | 0.4 | n |  | TRUE | 0.95 | 1.05
226 | Consumer Nodebus 1419 | 0.4 | n |  | TRUE | 0.95 | 1.05
227 | Consumer Nodebus 1421 | 0.4 | n |  | TRUE | 0.95 | 1.05
228 | Consumer Nodebus 1423 | 0.4 | n |  | TRUE | 0.95 | 1.05
229 | Consumer Nodebus 1424 | 0.4 | n |  | TRUE | 0.95 | 1.05
230 | Consumer Nodebus 1430 | 0.4 | n |  | TRUE | 0.95 | 1.05
231 | Consumer Nodebus 1432 | 0.4 | n |  | TRUE | 0.95 | 1.05
232 | Consumer Nodebus 2085 | 0.4 | n |  | TRUE | 0.95 | 1.05
233 | Consumer Nodebus 2086 | 0.4 | n |  | TRUE | 0.95 | 1.05
234 | Consumer Nodebus 2087 | 0.4 | n |  | TRUE | 0.95 | 1.05
235 | Consumer Nodebus 2088 | 0.4 | n |  | TRUE | 0.95 | 1.05
236 | Consumer Nodebus 2089 | 0.4 | n |  | TRUE | 0.95 | 1.05
237 | Consumer Nodebus 2090 | 0.4 | n |  | TRUE | 0.95 | 1.05
238 | Consumer Nodebus 2102 | 0.4 | n |  | TRUE | 0.95 | 1.05
239 | Consumer Nodebus 2109 | 0.4 | n |  | TRUE | 0.95 | 1.05
240 | Consumer Nodebus 2115 | 0.4 | n |  | TRUE | 0.95 | 1.05
241 | Consumer Nodebus 2119 | 0.4 | n |  | TRUE | 0.95 | 1.05
242 | Consumer Nodebus 2129 | 0.4 | n |  | TRUE | 0.95 | 1.05
243 | Consumer Nodebus 2134 | 0.4 | n |  | TRUE | 0.95 | 1.05
244 | Consumer Nodebus 2135 | 0.4 | n |  | TRUE | 0.95 | 1.05
245 | Consumer Nodebus 2137 | 0.4 | n |  | TRUE | 0.95 | 1.05
246 | Consumer Nodebus 2139 | 0.4 | n |  | TRUE | 0.95 | 1.05
247 | Consumer Nodebus 2141 | 0.4 | n |  | TRUE | 0.95 | 1.05
248 | Consumer Nodebus 2142 | 0.4 | n |  | TRUE | 0.95 | 1.05
249 | Consumer Nodebus 2143 | 0.4 | n |  | TRUE | 0.95 | 1.05
250 | Consumer Nodebus 2144 | 0.4 | n |  | TRUE | 0.95 | 1.05
251 | Consumer Nodebus 2149 | 0.4 | n |  | TRUE | 0.95 | 1.05
252 | Consumer Nodebus 2153 | 0.4 | n |  | TRUE | 0.95 | 1.05
253 | Consumer Nodebus 2179 | 0.4 | n |  | TRUE | 0.95 | 1.05
254 | Consumer Nodebus 2181 | 0.4 | n |  | TRUE | 0.95 | 1.05
255 | Consumer Nodebus 2183 | 0.4 | n |  | TRUE | 0.95 | 1.05
256 | Consumer Nodebus 2216 | 0.4 | n |  | TRUE | 0.95 | 1.05
257 | Consumer Nodebus 2228 | 0.4 | n |  | TRUE | 0.95 | 1.05
258 | Consumer Nodebus 3256 | 0.4 | n |  | TRUE | 0.95 | 1.05
259 | Consumer Nodebus 3257 | 0.4 | n |  | TRUE | 0.95 | 1.05
260 | Consumer Nodebus 3259 | 0.4 | n |  | TRUE | 0.95 | 1.05
261 | Consumer Nodebus 3260 | 0.4 | n |  | TRUE | 0.95 | 1.05
262 | Consumer Nodebus 3261 | 0.4 | n |  | TRUE | 0.95 | 1.05
263 | Consumer Nodebus 3262 | 0.4 | n |  | TRUE | 0.95 | 1.05
264 | Consumer Nodebus 3266 | 0.4 | n |  | TRUE | 0.95 | 1.05
265 | Consumer Nodebus 3267 | 0.4 | n |  | TRUE | 0.95 | 1.05
266 | Consumer Nodebus 3268 | 0.4 | n |  | TRUE | 0.95 | 1.05
267 | Consumer Nodebus 3269 | 0.4 | n |  | TRUE | 0.95 | 1.05
268 | Consumer Nodebus 3270 | 0.4 | n |  | TRUE | 0.95 | 1.05
269 | Consumer Nodebus 3272 | 0.4 | n |  | TRUE | 0.95 | 1.05
270 | Consumer Nodebus 3274 | 0.4 | n |  | TRUE | 0.95 | 1.05
271 | Consumer Nodebus 3275 | 0.4 | n |  | TRUE | 0.95 | 1.05
272 | Consumer Nodebus 3277 | 0.4 | n |  | TRUE | 0.95 | 1.05
273 | Consumer Nodebus 3278 | 0.4 | n |  | TRUE | 0.95 | 1.05
274 | Consumer Nodebus 3279 | 0.4 | n |  | TRUE | 0.95 | 1.05
275 | Consumer Nodebus 3280 | 0.4 | n |  | TRUE | 0.95 | 1.05
276 | Consumer Nodebus 3281 | 0.4 | n |  | TRUE | 0.95 | 1.05
277 | Consumer Nodebus 3282 | 0.4 | n |  | TRUE | 0.95 | 1.05
278 | Consumer Nodebus 3283 | 0.4 | n |  | TRUE | 0.95 | 1.05
279 | Consumer Nodebus 3285 | 0.4 | n |  | TRUE | 0.95 | 1.05
280 | Consumer Nodebus 3286 | 0.4 | n |  | TRUE | 0.95 | 1.05
281 | Consumer Nodebus 3332 | 0.4 | n |  | TRUE | 0.95 | 1.05
282 | Consumer Nodebus 3355 | 0.4 | n |  | TRUE | 0.95 | 1.05
283 | Consumer Nodebus 3359 | 0.4 | n |  | TRUE | 0.95 | 1.05
284 | Consumer Nodebus 3361 | 0.4 | n |  | TRUE | 0.95 | 1.05
285 | Consumer Nodebus 3364 | 0.4 | n |  | TRUE | 0.95 | 1.05
286 | Consumer Nodebus 3367 | 0.4 | n |  | TRUE | 0.95 | 1.05
287 | Consumer Nodebus 3369 | 0.4 | n |  | TRUE | 0.95 | 1.05
288 | Consumer Nodebus 3371 | 0.4 | n |  | TRUE | 0.95 | 1.05
289 | Consumer Nodebus 3406 | 0.4 | n |  | TRUE | 0.95 | 1.05
290 | Consumer Nodebus 3427 | 0.4 | n |  | TRUE | 0.95 | 1.05
291 | Consumer Nodebus 3429 | 0.4 | n |  | TRUE | 0.95 | 1.05
292 | Consumer Nodebus 3432 | 0.4 | n |  | TRUE | 0.95 | 1.05
293 | Consumer Nodebus 3435 | 0.4 | n |  | TRUE | 0.95 | 1.05
294 | Consumer Nodebus 3437 | 0.4 | n |  | TRUE | 0.95 | 1.05
295 | Consumer Nodebus 3669 | 0.4 | n |  | TRUE | 0.95 | 1.05
296 | Consumer Nodebus 3670 | 0.4 | n |  | TRUE | 0.95 | 1.05
297 | Consumer Nodebus 3671 | 0.4 | n |  | TRUE | 0.95 | 1.05
298 | Consumer Nodebus 3672 | 0.4 | n |  | TRUE | 0.95 | 1.05
299 | Consumer Nodebus 3692 | 0.4 | n |  | TRUE | 0.95 | 1.05
300 | Consumer Nodebus 3702 | 0.4 | n |  | TRUE | 0.95 | 1.05
301 | Consumer Nodebus 3705 | 0.4 | n |  | TRUE | 0.95 | 1.05
302 | Consumer Nodebus 3706 | 0.4 | n |  | TRUE | 0.95 | 1.05
303 | Consumer Nodebus 3707 | 0.4 | n |  | TRUE | 0.95 | 1.05
304 | Consumer Nodebus 3709 | 0.4 | n |  | TRUE | 0.95 | 1.05
305 | Consumer Nodebus 3710 | 0.4 | n |  | TRUE | 0.95 | 1.05
306 | Consumer Nodebus 3711 | 0.4 | n |  | TRUE | 0.95 | 1.05
307 | Consumer Nodebus 3712 | 0.4 | n |  | TRUE | 0.95 | 1.05
308 | Consumer Nodebus 3713 | 0.4 | n |  | TRUE | 0.95 | 1.05

## load
| name | bus | p_mw | q_mvar | const_z_percent | const_i_percent | sn_mva | scaling | in_service | type | max_p_mw
0 | Load 525 household 1 | 155 | 0 | 0 | 0 | 0 |  | 1 | TRUE | wye | 0.03
1 | Load 525 household 2 | 155 | 0 | 0 | 0 | 0 |  | 1 | TRUE | wye | 0.03
2 | Load 527 household 1 | 156 | 0 | 0 | 0 | 0 |  | 1 | TRUE | wye | 0.03
3 | Load 531 household 1 | 157 | 0 | 0 | 0 | 0 |  | 1 | TRUE | wye | 0.03
4 | Load 531 household 2 | 157 | 0 | 0 | 0 | 0 |  | 1 | TRUE | wye | 0.03
5 | Load 602 household 1 | 158 | 0 | 0 | 0 | 0 |  | 1 | TRUE | wye | 0.03
6 | Load 622 household 1 | 159 | 0 | 0 | 0 | 0 |  | 1 | TRUE | wye | 0.03
7 | Load 622 household 2 | 159 | 0 | 0 | 0 | 0 |  | 1 | TRUE | wye | 0.03
8 | Load 624 household 1 | 160 | 0 | 0 | 0 | 0 |  | 1 | TRUE | wye | 0.03
9 | Load 624 household 2 | 160 | 0 | 0 | 0 | 0 |  | 1 | TRUE | wye | 0.03
10 | Load 637 household 1 | 161 | 0 | 0 | 0 | 0 |  | 1 | TRUE | wye | 0.03
11 | Load 639 household 1 | 162 | 0 | 0 | 0 | 0 |  | 1 | TRUE | wye | 0.03
12 | Load 642 household 1 | 163 | 0 | 0 | 0 | 0 |  | 1 | TRUE | wye | 0.03
13 | Load 644 household 1 | 164 | 0 | 0 | 0 | 0 |  | 1 | TRUE | wye | 0.03
14 | Load 647 household 1 | 165 | 0 | 0 | 0 | 0 |  | 1 | TRUE | wye | 0.03
15 | Load 650 household 1 | 166 | 0 | 0 | 0 | 0 |  | 1 | TRUE | wye | 0.03
16 | Load 652 household 1 | 167 | 0 | 0 | 0 | 0 |  | 1 | TRUE | wye | 0.03
17 | Load 1040 household 1 | 168 | 0 | 0 | 0 | 0 |  | 1 | TRUE | wye | 0.03
18 | Load 1043 household 1 | 169 | 0 | 0 | 0 | 0 |  | 1 | TRUE | wye | 0.03
19 | Load 1045 household 1 | 170 | 0 | 0 | 0 | 0 |  | 1 | TRUE | wye | 0.03
20 | Load 1045 household 2 | 170 | 0 | 0 | 0 | 0 |  | 1 | TRUE | wye | 0.03
21 | Load 1048 household 1 | 171 | 0 | 0 | 0 | 0 |  | 1 | TRUE | wye | 0.03
22 | Load 1048 household 2 | 171 | 0 | 0 | 0 | 0 |  | 1 | TRUE | wye | 0.03
23 | Load 1055 household 1 | 172 | 0 | 0 | 0 | 0 |  | 1 | TRUE | wye | 0.03
24 | Load 1055 household 2 | 172 | 0 | 0 | 0 | 0 |  | 1 | TRUE | wye | 0.03
25 | Load 1084 household 1 | 173 | 0 | 0 | 0 | 0 |  | 1 | TRUE | wye | 0.03
26 | Load 1105 household 1 | 174 | 0 | 0 | 0 | 0 |  | 1 | TRUE | wye | 0.03
27 | Load 1105 household 2 | 174 | 0 | 0 | 0 | 0 |  | 1 | TRUE | wye | 0.03
28 | Load 1121 household 1 | 175 | 0 | 0 | 0 | 0 |  | 1 | TRUE | wye | 0.03
29 | Load 1130 household 1 | 176 | 0 | 0 | 0 | 0 |  | 1 | TRUE | wye | 0.03
30 | Load 1132 household 1 | 177 | 0 | 0 | 0 | 0 |  | 1 | TRUE | wye | 0.03
31 | Load 1142 household 1 | 178 | 0 | 0 | 0 | 0 |  | 1 | TRUE | wye | 0.03
32 | Load 1151 household 1 | 179 | 0 | 0 | 0 | 0 |  | 1 | TRUE | wye | 0.03
33 | Load 1158 household 1 | 180 | 0 | 0 | 0 | 0 |  | 1 | TRUE | wye | 0.03
34 | Load 1186 household 1 | 181 | 0 | 0 | 0 | 0 |  | 1 | TRUE | wye | 0.03
35 | Load 1188 household 1 | 182 | 0 | 0 | 0 | 0 |  | 1 | TRUE | wye | 0.03
36 | Load 1232 household 1 | 183 | 0 | 0 | 0 | 0 |  | 1 | TRUE | wye | 0.03
37 | Load 1243 household 1 | 184 | 0 | 0 | 0 | 0 |  | 1 | TRUE | wye | 0.03
38 | Load 1256 household 1 | 185 | 0 | 0 | 0 | 0 |  | 1 | TRUE | wye | 0.03
39 | Load 1256 household 2 | 185 | 0 | 0 | 0 | 0 |  | 1 | TRUE | wye | 0.03
40 | Load 1265 household 1 | 186 | 0 | 0 | 0 | 0 |  | 1 | TRUE | wye | 0.03
41 | Load 1267 household 1 | 187 | 0 | 0 | 0 | 0 |  | 1 | TRUE | wye | 0.03
42 | Load 1275 household 1 | 188 | 0 | 0 | 0 | 0 |  | 1 | TRUE | wye | 0.03
43 | Load 1284 household 1 | 189 | 0 | 0 | 0 | 0 |  | 1 | TRUE | wye | 0.03
44 | Load 1289 household 1 | 190 | 0 | 0 | 0 | 0 |  | 1 | TRUE | wye | 0.03
45 | Load 1301 household 1 | 191 | 0 | 0 | 0 | 0 |  | 1 | TRUE | wye | 0.03
46 | Load 1312 household 1 | 192 | 0 | 0 | 0 | 0 |  | 1 | TRUE | wye | 0.03
47 | Load 1314 household 1 | 193 | 0 | 0 | 0 | 0 |  | 1 | TRUE | wye | 0.03
48 | Load 1316 household 1 | 194 | 0 | 0 | 0 | 0 |  | 1 | TRUE | wye | 0.03
49 | Load 1316 household 2 | 194 | 0 | 0 | 0 | 0 |  | 1 | TRUE | wye | 0.03
50 | Load 1318 household 1 | 195 | 0 | 0 | 0 | 0 |  | 1 | TRUE | wye | 0.03
51 | Load 1318 household 2 | 195 | 0 | 0 | 0 | 0 |  | 1 | TRUE | wye | 0.03
52 | Load 1320 household 1 | 196 | 0 | 0 | 0 | 0 |  | 1 | TRUE | wye | 0.03
53 | Load 1322 household 1 | 197 | 0 | 0 | 0 | 0 |  | 1 | TRUE | wye | 0.03
54 | Load 1324 household 1 | 198 | 0 | 0 | 0 | 0 |  | 1 | TRUE | wye | 0.03
55 | Load 1340 household 1 | 199 | 0 | 0 | 0 | 0 |  | 1 | TRUE | wye | 0.03
56 | Load 1342 household 1 | 200 | 0 | 0 | 0 | 0 |  | 1 | TRUE | wye | 0.03
57 | Load 1344 household 1 | 201 | 0 | 0 | 0 | 0 |  | 1 | TRUE | wye | 0.03
58 | Load 1351 household 1 | 202 | 0 | 0 | 0 | 0 |  | 1 | TRUE | wye | 0.03
59 | Load 1351 household 2 | 202 | 0 | 0 | 0 | 0 |  | 1 | TRUE | wye | 0.03
60 | Load 1352 household 1 | 203 | 0 | 0 | 0 | 0 |  | 1 | TRUE | wye | 0.03
61 | Load 1355 household 1 | 204 | 0 | 0 | 0 | 0 |  | 1 | TRUE | wye | 0.03
62 | Load 1357 household 1 | 205 | 0 | 0 | 0 | 0 |  | 1 | TRUE | wye | 0.03
63 | Load 1359 household 1 | 206 | 0 | 0 | 0 | 0 |  | 1 | TRUE | wye | 0.03
64 | Load 1361 household 1 | 207 | 0 | 0 | 0 | 0 |  | 1 | TRUE | wye | 0.03
65 | Load 1361 household 2 | 207 | 0 | 0 | 0 | 0 |  | 1 | TRUE | wye | 0.03
66 | Load 1368 household 1 | 208 | 0 | 0 | 0 | 0 |  | 1 | TRUE | wye | 0.03
67 | Load 1370 household 1 | 209 | 0 | 0 | 0 | 0 |  | 1 | TRUE | wye | 0.03
68 | Load 1370 household 2 | 209 | 0 | 0 | 0 | 0 |  | 1 | TRUE | wye | 0.03
69 | Load 1374 household 1 | 210 | 0 | 0 | 0 | 0 |  | 1 | TRUE | wye | 0.03
70 | Load 1379 household 1 | 211 | 0 | 0 | 0 | 0 |  | 1 | TRUE | wye | 0.03
71 | Load 1381 household 1 | 212 | 0 | 0 | 0 | 0 |  | 1 | TRUE | wye | 0.03
72 | Load 1383 household 1 | 213 | 0 | 0 | 0 | 0 |  | 1 | TRUE | wye | 0.03
73 | Load 1387 household 1 | 214 | 0 | 0 | 0 | 0 |  | 1 | TRUE | wye | 0.03
74 | Load 1388 household 1 | 215 | 0 | 0 | 0 | 0 |  | 1 | TRUE | wye | 0.03
75 | Load 1390 household 1 | 216 | 0 | 0 | 0 | 0 |  | 1 | TRUE | wye | 0.03
76 | Load 1392 household 1 | 217 | 0 | 0 | 0 | 0 |  | 1 | TRUE | wye | 0.03
77 | Load 1394 household 1 | 218 | 0 | 0 | 0 | 0 |  | 1 | TRUE | wye | 0.03
78 | Load 1395 household 1 | 219 | 0 | 0 | 0 | 0 |  | 1 | TRUE | wye | 0.03
79 | Load 1397 household 1 | 220 | 0 | 0 | 0 | 0 |  | 1 | TRUE | wye | 0.03
80 | Load 1400 household 1 | 221 | 0 | 0 | 0 | 0 |  | 1 | TRUE | wye | 0.03
81 | Load 1403 household 1 | 222 | 0 | 0 | 0 | 0 |  | 1 | TRUE | wye | 0.03
82 | Load 1405 household 1 | 223 | 0 | 0 | 0 | 0 |  | 1 | TRUE | wye | 0.03
83 | Load 1414 household 1 | 224 | 0 | 0 | 0 | 0 |  | 1 | TRUE | wye | 0.03
84 | Load 1414 household 2 | 224 | 0 | 0 | 0 | 0 |  | 1 | TRUE | wye | 0.03
85 | Load 1417 household 1 | 225 | 0 | 0 | 0 | 0 |  | 1 | TRUE | wye | 0.03
86 | Load 1419 household 1 | 226 | 0 | 0 | 0 | 0 |  | 1 | TRUE | wye | 0.03
87 | Load 1421 household 1 | 227 | 0 | 0 | 0 | 0 |  | 1 | TRUE | wye | 0.03
88 | Load 1423 household 1 | 228 | 0 | 0 | 0 | 0 |  | 1 | TRUE | wye | 0.03
89 | Load 1424 household 1 | 229 | 0 | 0 | 0 | 0 |  | 1 | TRUE | wye | 0.03
90 | Load 1430 household 1 | 230 | 0 | 0 | 0 | 0 |  | 1 | TRUE | wye | 0.03
91 | Load 1430 household 2 | 230 | 0 | 0 | 0 | 0 |  | 1 | TRUE | wye | 0.03
92 | Load 1430 household 3 | 230 | 0 | 0 | 0 | 0 |  | 1 | TRUE | wye | 0.03
93 | Load 1430 household 4 | 230 | 0 | 0 | 0 | 0 |  | 1 | TRUE | wye | 0.03
94 | Load 1430 household 5 | 230 | 0 | 0 | 0 | 0 |  | 1 | TRUE | wye | 0.03
95 | Load 1430 household 6 | 230 | 0 | 0 | 0 | 0 |  | 1 | TRUE | wye | 0.03
96 | Load 1430 household 7 | 230 | 0 | 0 | 0 | 0 |  | 1 | TRUE | wye | 0.03
97 | Load 1430 household 8 | 230 | 0 | 0 | 0 | 0 |  | 1 | TRUE | wye | 0.03
98 | Load 1430 household 9 | 230 | 0 | 0 | 0 | 0 |  | 1 | TRUE | wye | 0.03
99 | Load 1430 household 10 | 230 | 0 | 0 | 0 | 0 |  | 1 | TRUE | wye | 0.03
100 | Load 1430 household 11 | 230 | 0 | 0 | 0 | 0 |  | 1 | TRUE | wye | 0.03
101 | Load 1432 household 1 | 231 | 0 | 0 | 0 | 0 |  | 1 | TRUE | wye | 0.010094
102 | Load 2085 household 1 | 232 | 0 | 0 | 0 | 0 |  | 1 | TRUE | wye | 0.03
103 | Load 2085 household 2 | 232 | 0 | 0 | 0 | 0 |  | 1 | TRUE | wye | 0.03
104 | Load 2086 household 1 | 233 | 0 | 0 | 0 | 0 |  | 1 | TRUE | wye | 0.03
105 | Load 2087 household 1 | 234 | 0 | 0 | 0 | 0 |  | 1 | TRUE | wye | 0.03
106 | Load 2088 household 1 | 235 | 0 | 0 | 0 | 0 |  | 1 | TRUE | wye | 0.03
107 | Load 2089 household 1 | 236 | 0 | 0 | 0 | 0 |  | 1 | TRUE | wye | 0.03
108 | Load 2090 household 1 | 237 | 0 | 0 | 0 | 0 |  | 1 | TRUE | wye | 0.03
109 | Load 2102 household 1 | 238 | 0 | 0 | 0 | 0 |  | 1 | TRUE | wye | 0.03
110 | Load 2109 household 1 | 239 | 0 | 0 | 0 | 0 |  | 1 | TRUE | wye | 0.03
111 | Load 2115 household 1 | 240 | 0 | 0 | 0 | 0 |  | 1 | TRUE | wye | 0.03
112 | Load 2119 household 1 | 241 | 0 | 0 | 0 | 0 |  | 1 | TRUE | wye | 0.03
113 | Load 2119 household 2 | 241 | 0 | 0 | 0 | 0 |  | 1 | TRUE | wye | 0.03
114 | Load 2129 household 1 | 242 | 0 | 0 | 0 | 0 |  | 1 | TRUE | wye | 0.03
115 | Load 2134 household 1 | 243 | 0 | 0 | 0 | 0 |  | 1 | TRUE | wye | 0.03
116 | Load 2134 household 2 | 243 | 0 | 0 | 0 | 0 |  | 1 | TRUE | wye | 0.03
117 | Load 2135 household 1 | 244 | 0 | 0 | 0 | 0 |  | 1 | TRUE | wye | 0.03
118 | Load 2135 household 2 | 244 | 0 | 0 | 0 | 0 |  | 1 | TRUE | wye | 0.03
119 | Load 2137 household 1 | 245 | 0 | 0 | 0 | 0 |  | 1 | TRUE | wye | 0.03
120 | Load 2139 household 1 | 246 | 0 | 0 | 0 | 0 |  | 1 | TRUE | wye | 0.03
121 | Load 2141 household 1 | 247 | 0 | 0 | 0 | 0 |  | 1 | TRUE | wye | 0.03
122 | Load 2142 household 1 | 248 | 0 | 0 | 0 | 0 |  | 1 | TRUE | wye | 0.03
123 | Load 2143 household 1 | 249 | 0 | 0 | 0 | 0 |  | 1 | TRUE | wye | 0.03
124 | Load 2144 household 1 | 250 | 0 | 0 | 0 | 0 |  | 1 | TRUE | wye | 0.03
125 | Load 2144 household 2 | 250 | 0 | 0 | 0 | 0 |  | 1 | TRUE | wye | 0.03
126 | Load 2144 household 3 | 250 | 0 | 0 | 0 | 0 |  | 1 | TRUE | wye | 0.03
127 | Load 2144 household 4 | 250 | 0 | 0 | 0 | 0 |  | 1 | TRUE | wye | 0.03
128 | Load 2144 household 5 | 250 | 0 | 0 | 0 | 0 |  | 1 | TRUE | wye | 0.03
129 | Load 2144 household 6 | 250 | 0 | 0 | 0 | 0 |  | 1 | TRUE | wye | 0.03
130 | Load 2144 household 7 | 250 | 0 | 0 | 0 | 0 |  | 1 | TRUE | wye | 0.03
131 | Load 2144 household 8 | 250 | 0 | 0 | 0 | 0 |  | 1 | TRUE | wye | 0.03
132 | Load 2149 household 1 | 251 | 0 | 0 | 0 | 0 |  | 1 | TRUE | wye | 0.03
133 | Load 2149 household 2 | 251 | 0 | 0 | 0 | 0 |  | 1 | TRUE | wye | 0.03
134 | Load 2149 household 3 | 251 | 0 | 0 | 0 | 0 |  | 1 | TRUE | wye | 0.03
135 | Load 2149 household 4 | 251 | 0 | 0 | 0 | 0 |  | 1 | TRUE | wye | 0.03
136 | Load 2153 household 1 | 252 | 0 | 0 | 0 | 0 |  | 1 | TRUE | wye | 0.03
137 | Load 2179 household 1 | 253 | 0 | 0 | 0 | 0 |  | 1 | TRUE | wye | 0.03
138 | Load 2181 household 1 | 254 | 0 | 0 | 0 | 0 |  | 1 | TRUE | wye | 0.03
139 | Load 2183 household 1 | 255 | 0 | 0 | 0 | 0 |  | 1 | TRUE | wye | 0.03
140 | Load 2183 household 2 | 255 | 0 | 0 | 0 | 0 |  | 1 | TRUE | wye | 0.03
141 | Load 2216 household 1 | 256 | 0 | 0 | 0 | 0 |  | 1 | TRUE | wye | 0.03
142 | Load 2228 household 1 | 257 | 0 | 0 | 0 | 0 |  | 1 | TRUE | wye | 0.0060795
143 | Load 3256 household 1 | 258 | 0 | 0 | 0 | 0 |  | 1 | TRUE | wye | 0.03
144 | Load 3257 household 1 | 259 | 0 | 0 | 0 | 0 |  | 1 | TRUE | wye | 0.03
145 | Load 3259 household 1 | 260 | 0 | 0 | 0 | 0 |  | 1 | TRUE | wye | 0.03
146 | Load 3260 household 1 | 261 | 0 | 0 | 0 | 0 |  | 1 | TRUE | wye | 0.03
147 | Load 3261 household 1 | 262 | 0 | 0 | 0 | 0 |  | 1 | TRUE | wye | 0.03
148 | Load 3262 household 1 | 263 | 0 | 0 | 0 | 0 |  | 1 | TRUE | wye | 0.03
149 | Load 3262 household 2 | 263 | 0 | 0 | 0 | 0 |  | 1 | TRUE | wye | 0.03
150 | Load 3266 household 1 | 264 | 0 | 0 | 0 | 0 |  | 1 | TRUE | wye | 0.03
151 | Load 3266 household 2 | 264 | 0 | 0 | 0 | 0 |  | 1 | TRUE | wye | 0.03
152 | Load 3267 household 1 | 265 | 0 | 0 | 0 | 0 |  | 1 | TRUE | wye | 0.03
153 | Load 3268 household 1 | 266 | 0 | 0 | 0 | 0 |  | 1 | TRUE | wye | 0.03
154 | Load 3269 household 1 | 267 | 0 | 0 | 0 | 0 |  | 1 | TRUE | wye | 0.03
155 | Load 3270 household 1 | 268 | 0 | 0 | 0 | 0 |  | 1 | TRUE | wye | 0.03
156 | Load 3272 household 1 | 269 | 0 | 0 | 0 | 0 |  | 1 | TRUE | wye | 0.03
157 | Load 3274 household 1 | 270 | 0 | 0 | 0 | 0 |  | 1 | TRUE | wye | 0.03
158 | Load 3275 household 1 | 271 | 0 | 0 | 0 | 0 |  | 1 | TRUE | wye | 0.03
159 | Load 3277 household 1 | 272 | 0 | 0 | 0 | 0 |  | 1 | TRUE | wye | 0.03
160 | Load 3278 household 1 | 273 | 0 | 0 | 0 | 0 |  | 1 | TRUE | wye | 0.03
161 | Load 3279 household 1 | 274 | 0 | 0 | 0 | 0 |  | 1 | TRUE | wye | 0.03
162 | Load 3280 household 1 | 275 | 0 | 0 | 0 | 0 |  | 1 | TRUE | wye | 0.03
163 | Load 3280 household 2 | 275 | 0 | 0 | 0 | 0 |  | 1 | TRUE | wye | 0.03
164 | Load 3281 household 1 | 276 | 0 | 0 | 0 | 0 |  | 1 | TRUE | wye | 0.03
165 | Load 3282 household 1 | 277 | 0 | 0 | 0 | 0 |  | 1 | TRUE | wye | 0.03
166 | Load 3283 household 1 | 278 | 0 | 0 | 0 | 0 |  | 1 | TRUE | wye | 0.03
167 | Load 3285 household 1 | 279 | 0 | 0 | 0 | 0 |  | 1 | TRUE | wye | 0.03
168 | Load 3286 household 1 | 280 | 0 | 0 | 0 | 0 |  | 1 | TRUE | wye | 0.03
169 | Load 3332 household 1 | 281 | 0 | 0 | 0 | 0 |  | 1 | TRUE | wye | 0.03
170 | Load 3332 household 2 | 281 | 0 | 0 | 0 | 0 |  | 1 | TRUE | wye | 0.03
171 | Load 3332 household 3 | 281 | 0 | 0 | 0 | 0 |  | 1 | TRUE | wye | 0.03
172 | Load 3332 household 4 | 281 | 0 | 0 | 0 | 0 |  | 1 | TRUE | wye | 0.03
173 | Load 3332 household 5 | 281 | 0 | 0 | 0 | 0 |  | 1 | TRUE | wye | 0.03
174 | Load 3332 household 6 | 281 | 0 | 0 | 0 | 0 |  | 1 | TRUE | wye | 0.03
175 | Load 3332 household 7 | 281 | 0 | 0 | 0 | 0 |  | 1 | TRUE | wye | 0.03
176 | Load 3355 household 1 | 282 | 0 | 0 | 0 | 0 |  | 1 | TRUE | wye | 0.03
177 | Load 3359 household 1 | 283 | 0 | 0 | 0 | 0 |  | 1 | TRUE | wye | 0.03
178 | Load 3359 household 2 | 283 | 0 | 0 | 0 | 0 |  | 1 | TRUE | wye | 0.03
179 | Load 3361 household 1 | 284 | 0 | 0 | 0 | 0 |  | 1 | TRUE | wye | 0.03
180 | Load 3364 household 1 | 285 | 0 | 0 | 0 | 0 |  | 1 | TRUE | wye | 0.03
181 | Load 3367 household 1 | 286 | 0 | 0 | 0 | 0 |  | 1 | TRUE | wye | 0.03
182 | Load 3369 household 1 | 287 | 0 | 0 | 0 | 0 |  | 1 | TRUE | wye | 0.03
183 | Load 3371 household 1 | 288 | 0 | 0 | 0 | 0 |  | 1 | TRUE | wye | 0.03
184 | Load 3406 household 1 | 289 | 0 | 0 | 0 | 0 |  | 1 | TRUE | wye | 0.03
185 | Load 3406 household 2 | 289 | 0 | 0 | 0 | 0 |  | 1 | TRUE | wye | 0.03
186 | Load 3427 household 1 | 290 | 0 | 0 | 0 | 0 |  | 1 | TRUE | wye | 0.03
187 | Load 3429 household 1 | 291 | 0 | 0 | 0 | 0 |  | 1 | TRUE | wye | 0.03
188 | Load 3432 household 1 | 292 | 0 | 0 | 0 | 0 |  | 1 | TRUE | wye | 0.03
189 | Load 3435 household 1 | 293 | 0 | 0 | 0 | 0 |  | 1 | TRUE | wye | 0.03
190 | Load 3437 household 1 | 294 | 0 | 0 | 0 | 0 |  | 1 | TRUE | wye | 0.03
191 | Load 3669 household 1 | 295 | 0 | 0 | 0 | 0 |  | 1 | TRUE | wye | 0.03
192 | Load 3670 household 1 | 296 | 0 | 0 | 0 | 0 |  | 1 | TRUE | wye | 0.03
193 | Load 3671 household 1 | 297 | 0 | 0 | 0 | 0 |  | 1 | TRUE | wye | 0.03
194 | Load 3672 household 1 | 298 | 0 | 0 | 0 | 0 |  | 1 | TRUE | wye | 0.03
195 | Load 3692 household 1 | 299 | 0 | 0 | 0 | 0 |  | 1 | TRUE | wye | 0.03
196 | Load 3692 household 2 | 299 | 0 | 0 | 0 | 0 |  | 1 | TRUE | wye | 0.03
197 | Load 3702 household 1 | 300 | 0 | 0 | 0 | 0 |  | 1 | TRUE | wye | 0.03
198 | Load 3705 household 1 | 301 | 0 | 0 | 0 | 0 |  | 1 | TRUE | wye | 0.03
199 | Load 3706 household 1 | 302 | 0 | 0 | 0 | 0 |  | 1 | TRUE | wye | 0.03
200 | Load 3707 household 1 | 303 | 0 | 0 | 0 | 0 |  | 1 | TRUE | wye | 0.03
201 | Load 3709 household 1 | 304 | 0 | 0 | 0 | 0 |  | 1 | TRUE | wye | 0.03
202 | Load 3710 household 1 | 305 | 0 | 0 | 0 | 0 |  | 1 | TRUE | wye | 0.03
203 | Load 3711 household 1 | 306 | 0 | 0 | 0 | 0 |  | 1 | TRUE | wye | 0.03
204 | Load 3712 household 1 | 307 | 0 | 0 | 0 | 0 |  | 1 | TRUE | wye | 0.03
205 | Load 3713 household 1 | 308 | 0 | 0 | 0 | 0 |  | 1 | TRUE | wye | 0.03
206 | Load 3713 household 2 | 308 | 0 | 0 | 0 | 0 |  | 1 | TRUE | wye | 0.03
207 | Load 3713 household 3 | 308 | 0 | 0 | 0 | 0 |  | 1 | TRUE | wye | 0.03
208 | Load 3713 household 4 | 308 | 0 | 0 | 0 | 0 |  | 1 | TRUE | wye | 0.03

## ext_grid
| name | bus | vm_pu | va_degree | slack_weight | in_service
0 | External grid | 1 | 1 | 0 | 1 | TRUE

## line
| name | std_type | from_bus | to_bus | length_km | r_ohm_per_km | x_ohm_per_km | c_nf_per_km | g_us_per_km | max_i_ka | df | parallel | type | in_service
0 | Line to 1344 | NYY 4x16 SE | 17 | 201 | 0.010911 | 1.15 | 0.09 | 0 | 0 | 0.103 | 1 | 1 |  | TRUE
1 | Line to 527 | NYY 4x16 SE | 89 | 156 | 0.013554 | 1.15 | 0.09 | 0 | 0 | 0.103 | 1 | 1 |  | TRUE
2 | Line to 3369 | NYY 4x16 SE | 126 | 287 | 0.011768 | 1.15 | 0.09 | 0 | 0 | 0.103 | 1 | 1 |  | TRUE
3 | Line to 3672 | NYY 4x16 SE | 154 | 298 | 0.017211 | 1.15 | 0.09 | 0 | 0 | 0.103 | 1 | 1 |  | TRUE
4 | Line to 2087 | NYY 4x16 SE | 8 | 234 | 0.010585 | 1.15 | 0.09 | 0 | 0 | 0.103 | 1 | 1 |  | TRUE
5 | Line to 2134 | NYY 4x16 SE | 71 | 243 | 0.013411 | 1.15 | 0.09 | 0 | 0 | 0.103 | 1 | 1 |  | TRUE
6 | Line to 639 | NYY 4x16 SE | 39 | 162 | 0.010167 | 1.15 | 0.09 | 0 | 0 | 0.103 | 1 | 1 |  | TRUE
7 | Line to 3706 | NYY 4x16 SE | 111 | 302 | 0.01014 | 1.15 | 0.09 | 0 | 0 | 0.103 | 1 | 1 |  | TRUE
8 | Line to 3709 | NYY 4x16 SE | 123 | 304 | 0.0083462 | 1.15 | 0.09 | 0 | 0 | 0.103 | 1 | 1 |  | TRUE
9 | Line to 3427 | NYY 4x16 SE | 133 | 290 | 0.0094984 | 1.15 | 0.09 | 0 | 0 | 0.103 | 1 | 1 |  | TRUE
10 | Line to 2143 | NYY 4x16 SE | 2 | 249 | 0.011182 | 1.15 | 0.09 | 0 | 0 | 0.103 | 1 | 1 |  | TRUE
11 | Line to 3671 | NYY 4x16 SE | 151 | 297 | 0.010515 | 1.15 | 0.09 | 0 | 0 | 0.103 | 1 | 1 |  | TRUE
12 | Line to 3364 | NYY 4x16 SE | 153 | 285 | 0.0099268 | 1.15 | 0.09 | 0 | 0 | 0.103 | 1 | 1 |  | TRUE
13 | Line to 3373 | NYY 4x70 SE | 153 | 154 | 0.023402 | 0.268 | 0.082 | 0 | 0 | 0.232 | 1 | 1 |  | TRUE
14 | Line to 3365 | NYY 4x70 SE | 151 | 153 | 0.017427 | 0.268 | 0.082 | 0 | 0 | 0.232 | 1 | 1 |  | TRUE
15 | Line to 3363 | NYY 4x70 SE | 133 | 151 | 0.087002 | 0.268 | 0.082 | 0 | 0 | 0.232 | 1 | 1 |  | TRUE
16 | Line to 3428 | NYY 4x70 SE | 126 | 133 | 0.016614 | 0.268 | 0.082 | 0 | 0 | 0.232 | 1 | 1 |  | TRUE
17 | Line to 3370 | NYY 4x70 SE | 123 | 126 | 0.005283 | 0.268 | 0.082 | 0 | 0 | 0.232 | 1 | 1 |  | TRUE
18 | Line to 3425 | NYY 4x70 SE | 111 | 123 | 0.020427 | 0.268 | 0.082 | 0 | 0 | 0.232 | 1 | 1 |  | TRUE
19 | Line to 646 | NYY 4x70 SE | 89 | 111 | 0.044112 | 0.268 | 0.082 | 0 | 0 | 0.232 | 1 | 1 |  | TRUE
20 | Line to 528 | NYY 4x70 SE | 71 | 89 | 0.031878 | 0.268 | 0.082 | 0 | 0 | 0.232 | 1 | 1 |  | TRUE
21 | Line to 626 | NYY 4x70 SE | 39 | 71 | 0.037817 | 0.268 | 0.082 | 0 | 0 | 0.232 | 1 | 1 |  | TRUE
22 | Line to 640 | NYY 4x70 SE | 17 | 39 | 0.04385 | 0.268 | 0.082 | 0 | 0 | 0.232 | 1 | 1 |  | TRUE
23 | Line to 1345 | NYY 4x70 SE | 8 | 17 | 0.021462 | 0.268 | 0.082 | 0 | 0 | 0.232 | 1 | 1 |  | TRUE
24 | Line to 1366 | NYY 4x70 SE | 2 | 8 | 0.040205 | 0.268 | 0.082 | 0 | 0 | 0.232 | 1 | 1 |  | TRUE
25 | Line to 1427 | NYY 4x70 SE | 0 | 2 | 0 | 0.268 | 0.082 | 0 | 0 | 0.232 | 1 | 1 |  | TRUE
26 | Line to 3429 | NYY 4x16 SE | 142 | 291 | 0.010436 | 1.15 | 0.09 | 0 | 0 | 0.103 | 1 | 1 |  | TRUE
27 | Line to 3371 | NYY 4x16 SE | 148 | 288 | 0.013909 | 1.15 | 0.09 | 0 | 0 | 0.103 | 1 | 1 |  | TRUE
28 | Line to 3702 | NYY 4x16 SE | 152 | 300 | 0.0095943 | 1.15 | 0.09 | 0 | 0 | 0.103 | 1 | 1 |  | TRUE
29 | Line to 602 | NYY 4x16 SE | 60 | 158 | 0.051181 | 1.15 | 0.09 | 0 | 0 | 0.103 | 1 | 1 |  | TRUE
30 | Line to 624 | NYY 4x16 SE | 83 | 160 | 0.013168 | 1.15 | 0.09 | 0 | 0 | 0.103 | 1 | 1 |  | TRUE
31 | Line to 2142 | NYY 4x16 SE | 51 | 248 | 0.010428 | 1.15 | 0.09 | 0 | 0 | 0.103 | 1 | 1 |  | TRUE
32 | Line to 642 | NYY 4x16 SE | 64 | 163 | 0.0083945 | 1.15 | 0.09 | 0 | 0 | 0.103 | 1 | 1 |  | TRUE
33 | Line to 644 | NYY 4x16 SE | 78 | 164 | 0.0093393 | 1.15 | 0.09 | 0 | 0 | 0.103 | 1 | 1 |  | TRUE
34 | Line to 3705 | NYY 4x16 SE | 107 | 301 | 0.012904 | 1.15 | 0.09 | 0 | 0 | 0.103 | 1 | 1 |  | TRUE
35 | Line to 3710 | NYY 4x16 SE | 129 | 305 | 0.0084952 | 1.15 | 0.09 | 0 | 0 | 0.103 | 1 | 1 |  | TRUE
36 | Line to 3432 | NYY 4x16 SE | 132 | 292 | 0.00985 | 1.15 | 0.09 | 0 | 0 | 0.103 | 1 | 1 |  | TRUE
37 | Line to 3712 | NYY 4x16 SE | 141 | 307 | 0.0094226 | 1.15 | 0.09 | 0 | 0 | 0.103 | 1 | 1 |  | TRUE
38 | Line to 3435 | NYY 4x16 SE | 145 | 293 | 0.010413 | 1.15 | 0.09 | 0 | 0 | 0.103 | 1 | 1 |  | TRUE
39 | Line to 3713 | NYY 4x16 SE | 101 | 308 | 0.016569 | 1.15 | 0.09 | 0 | 0 | 0.103 | 1 | 1 |  | TRUE
40 | Line to 3361 | NYY 4x16 SE | 149 | 284 | 0.01068 | 1.15 | 0.09 | 0 | 0 | 0.103 | 1 | 1 |  | TRUE
41 | Line to 3410 | NYY 4x70 SE | 149 | 152 | 0.038614 | 0.268 | 0.082 | 0 | 0 | 0.232 | 1 | 1 |  | TRUE
42 | Line to 3362 | NYY 4x70 SE | 148 | 149 | 0.00058461 | 0.268 | 0.082 | 0 | 0 | 0.232 | 1 | 1 |  | TRUE
43 | Line to 3372 | NYY 4x70 SE | 145 | 148 | 0.0251 | 0.268 | 0.082 | 0 | 0 | 0.232 | 1 | 1 |  | TRUE
44 | Line to 3436 | NYY 4x70 SE | 142 | 145 | 0.011557 | 0.268 | 0.082 | 0 | 0 | 0.232 | 1 | 1 |  | TRUE
45 | Line to 3430 | NYY 4x70 SE | 141 | 142 | 0.0019967 | 0.268 | 0.082 | 0 | 0 | 0.232 | 1 | 1 |  | TRUE
46 | Line to 3434 | NYY 4x70 SE | 132 | 141 | 0.011668 | 0.268 | 0.082 | 0 | 0 | 0.232 | 1 | 1 |  | TRUE
47 | Line to 3433 | NYY 4x70 SE | 129 | 132 | 0.0097538 | 0.268 | 0.082 | 0 | 0 | 0.232 | 1 | 1 |  | TRUE
48 | Line to 3426 | NYY 4x70 SE | 107 | 129 | 0.042722 | 0.268 | 0.082 | 0 | 0 | 0.232 | 1 | 1 |  | TRUE
49 | Line to 659 | NYY 4x70 SE | 101 | 107 | 0.0094267 | 0.268 | 0.082 | 0 | 0 | 0.232 | 1 | 1 |  | TRUE
50 | Line to 660 | NYY 4x70 SE | 83 | 101 | 0.035269 | 0.268 | 0.082 | 0 | 0 | 0.232 | 1 | 1 |  | TRUE
51 | Line to 625 | NYY 4x70 SE | 78 | 83 | 0.011385 | 0.268 | 0.082 | 0 | 0 | 0.232 | 1 | 1 |  | TRUE
52 | Line to 645 | NYY 4x70 SE | 64 | 78 | 0.014692 | 0.268 | 0.082 | 0 | 0 | 0.232 | 1 | 1 |  | TRUE
53 | Line to 643 | NYY 4x70 SE | 60 | 64 | 0.0042536 | 0.268 | 0.082 | 0 | 0 | 0.232 | 1 | 1 |  | TRUE
54 | Line to 603 | NYY 4x70 SE | 51 | 60 | 0.0096406 | 0.268 | 0.082 | 0 | 0 | 0.232 | 1 | 1 |  | TRUE
55 | Line to 641 | NYY 4x70 SE | 0 | 51 | 0.12368 | 0.268 | 0.082 | 0 | 0 | 0.232 | 1 | 1 |  | TRUE
56 | Line to 622 | NYY 4x16 SE | 106 | 159 | 0.0093775 | 1.15 | 0.09 | 0 | 0 | 0.103 | 1 | 1 |  | TRUE
57 | Line to 637 | NYY 4x16 SE | 53 | 161 | 0.016707 | 1.15 | 0.09 | 0 | 0 | 0.103 | 1 | 1 |  | TRUE
58 | Line to 3670 | NYY 4x16 SE | 150 | 296 | 0.0096901 | 1.15 | 0.09 | 0 | 0 | 0.103 | 1 | 1 |  | TRUE
59 | Line to 3420 | NYY 4x35 SE | 106 | 150 | 0.14071 | 0.524 | 0.085 | 0 | 0 | 0.159 | 1 | 1 |  | TRUE
60 | Line to 623 | NYY 4x35 SE | 53 | 106 | 0.08007 | 0.524 | 0.085 | 0 | 0 | 0.159 | 1 | 1 |  | TRUE
61 | Line to 638 | NYY 4x35 SE | 0 | 53 | 0.12489 | 0.524 | 0.085 | 0 | 0 | 0.159 | 1 | 1 |  | TRUE
62 | Line to 2089 | NYY 4x16 SE | 5 | 236 | 0.0085229 | 1.15 | 0.09 | 0 | 0 | 0.103 | 1 | 1 |  | TRUE
63 | Line to 1400 | NYY 4x16 SE | 20 | 221 | 0.015414 | 1.15 | 0.09 | 0 | 0 | 0.103 | 1 | 1 |  | TRUE
64 | Line to 2139 | NYY 4x16 SE | 11 | 246 | 0.013903 | 1.15 | 0.09 | 0 | 0 | 0.103 | 1 | 1 |  | TRUE
65 | Line to 1417 | NYY 4x16 SE | 15 | 225 | 0.012315 | 1.15 | 0.09 | 0 | 0 | 0.103 | 1 | 1 |  | TRUE
66 | Line to 3711 | NYY 4x16 SE | 147 | 306 | 0.010662 | 1.15 | 0.09 | 0 | 0 | 0.103 | 1 | 1 |  | TRUE
67 | Line to 2149 | NYY 4x16 SE | 6 | 251 | 0.013338 | 1.15 | 0.09 | 0 | 0 | 0.103 | 1 | 1 |  | TRUE
68 | Line to 3359 | NYY 4x16 SE | 139 | 283 | 0.011743 | 1.15 | 0.09 | 0 | 0 | 0.103 | 1 | 1 |  | TRUE
69 | Line to 3431 | NYY 4x70 SE | 139 | 147 | 0.033197 | 0.268 | 0.082 | 0 | 0 | 0.232 | 1 | 1 |  | TRUE
70 | Line to 3360 | NYY 4x70 SE | 20 | 139 | 0.20142 | 0.268 | 0.082 | 0 | 0 | 0.232 | 1 | 1 |  | TRUE
71 | Line to 1401 | NYY 4x70 SE | 15 | 20 | 0.010644 | 0.268 | 0.082 | 0 | 0 | 0.232 | 1 | 1 |  | TRUE
72 | Line to 1418 | NYY 4x70 SE | 11 | 15 | 0.011746 | 0.268 | 0.082 | 0 | 0 | 0.232 | 1 | 1 |  | TRUE
73 | Line to 2140 | NYY 4x70 SE | 6 | 11 | 0.023376 | 0.268 | 0.082 | 0 | 0 | 0.232 | 1 | 1 |  | TRUE
74 | Line to 2150 | NYY 4x70 SE | 5 | 6 | 0.0063544 | 0.268 | 0.082 | 0 | 0 | 0.232 | 1 | 1 |  | TRUE
75 | Line to 1367 | NYY 4x70 SE | 0 | 5 | 0.018789 | 0.268 | 0.082 | 0 | 0 | 0.232 | 1 | 1 |  | TRUE
76 | Line to 3406 | NYY 4x16 SE | 146 | 289 | 0.0089685 | 1.15 | 0.09 | 0 | 0 | 0.103 | 1 | 1 |  | TRUE
77 | Line to 3407 | NYY 4x35 SE | 0 | 146 | 0.29738 | 0.524 | 0.085 | 0 | 0 | 0.159 | 1 | 1 |  | TRUE
78 | Line to 531 | NYY 4x16 SE | 138 | 157 | 0.031193 | 1.15 | 0.09 | 0 | 0 | 0.103 | 1 | 1 |  | TRUE
79 | Line to 650 | NYY 4x16 SE | 137 | 166 | 0.010041 | 1.15 | 0.09 | 0 | 0 | 0.103 | 1 | 1 |  | TRUE
80 | Line to 652 | NYY 4x16 SE | 144 | 167 | 0.011456 | 1.15 | 0.09 | 0 | 0 | 0.103 | 1 | 1 |  | TRUE
81 | Line to 653 | NYY 4x35 SE | 138 | 144 | 0.0092251 | 0.524 | 0.085 | 0 | 0 | 0.159 | 1 | 1 |  | TRUE
82 | Line to 532 | NYY 4x35 SE | 137 | 138 | 0.0013037 | 0.524 | 0.085 | 0 | 0 | 0.159 | 1 | 1 |  | TRUE
83 | Line to 651 | NYY 4x35 SE | 0 | 137 | 0.26865 | 0.524 | 0.085 | 0 | 0 | 0.159 | 1 | 1 |  | TRUE
84 | Line to 3355 | NYY 4x16 SE | 143 | 282 | 0.0082385 | 1.15 | 0.09 | 0 | 0 | 0.103 | 1 | 1 |  | TRUE
85 | Line to 3356 | NYY 4x16 SE | 0 | 143 | 0.27584 | 1.15 | 0.09 | 0 | 0 | 0.103 | 1 | 1 |  | TRUE
86 | Line to 1361 | NYY 4x16 SE | 127 | 207 | 0.012032 | 1.15 | 0.09 | 0 | 0 | 0.103 | 1 | 1 |  | TRUE
87 | Line to 3332 | NYY 4x16 SE | 140 | 281 | 0.012141 | 1.15 | 0.09 | 0 | 0 | 0.103 | 1 | 1 |  | TRUE
88 | Line to 3292 | NYY 4x35 SE | 127 | 140 | 0.026215 | 0.524 | 0.085 | 0 | 0 | 0.159 | 1 | 1 |  | TRUE
89 | Line to 1362 | NYY 4x35 SE | 0 | 127 | 0.24615 | 0.524 | 0.085 | 0 | 0 | 0.159 | 1 | 1 |  | TRUE
90 | Line to 3437 | NYY 4x16 SE | 136 | 294 | 0.018051 | 1.15 | 0.09 | 0 | 0 | 0.103 | 1 | 1 |  | TRUE
91 | Line to 654 | NYY 4x16 SE | 0 | 136 | 0.26642 | 1.15 | 0.09 | 0 | 0 | 0.103 | 1 | 1 |  | TRUE
92 | Line to 3256 | NYY 4x16 SE | 105 | 258 | 0.007852 | 1.15 | 0.09 | 0 | 0 | 0.103 | 1 | 1 |  | TRUE
93 | Line to 3257 | NYY 4x16 SE | 121 | 259 | 0.020638 | 1.15 | 0.09 | 0 | 0 | 0.103 | 1 | 1 |  | TRUE
94 | Line to 1368 | NYY 4x16 SE | 4 | 208 | 0.01196 | 1.15 | 0.09 | 0 | 0 | 0.103 | 1 | 1 |  | TRUE
95 | Line to 1370 | NYY 4x16 SE | 7 | 209 | 0.015766 | 1.15 | 0.09 | 0 | 0 | 0.103 | 1 | 1 |  | TRUE
96 | Line to 2090 | NYY 4x16 SE | 12 | 237 | 0.008521 | 1.15 | 0.09 | 0 | 0 | 0.103 | 1 | 1 |  | TRUE
97 | Line to 3261 | NYY 4x16 SE | 35 | 262 | 0.022508 | 1.15 | 0.09 | 0 | 0 | 0.103 | 1 | 1 |  | TRUE
98 | Line to 3266 | NYY 4x16 SE | 135 | 264 | 0.023101 | 1.15 | 0.09 | 0 | 0 | 0.103 | 1 | 1 |  | TRUE
99 | Line to 3267 | NYY 4x16 SE | 121 | 265 | 0.0063775 | 1.15 | 0.09 | 0 | 0 | 0.103 | 1 | 1 |  | TRUE
100 | Line to 3268 | NYY 4x16 SE | 113 | 266 | 0.011619 | 1.15 | 0.09 | 0 | 0 | 0.103 | 1 | 1 |  | TRUE
101 | Line to 2102 | NYY 4x16 SE | 112 | 238 | 0.009464 | 1.15 | 0.09 | 0 | 0 | 0.103 | 1 | 1 |  | TRUE
102 | Line to 2109 | NYY 4x16 SE | 98 | 239 | 0.0067787 | 1.15 | 0.09 | 0 | 0 | 0.103 | 1 | 1 |  | TRUE
103 | Line to 3275 | NYY 4x16 SE | 100 | 271 | 0.0169 | 1.15 | 0.09 | 0 | 0 | 0.103 | 1 | 1 |  | TRUE
104 | Line to 3277 | NYY 4x16 SE | 86 | 272 | 0.0087145 | 1.15 | 0.09 | 0 | 0 | 0.103 | 1 | 1 |  | TRUE
105 | Line to 3278 | NYY 4x16 SE | 91 | 273 | 0.0099001 | 1.15 | 0.09 | 0 | 0 | 0.103 | 1 | 1 |  | TRUE
106 | Line to 2119 | NYY 4x16 SE | 3 | 241 | 0.011288 | 1.15 | 0.09 | 0 | 0 | 0.103 | 1 | 1 |  | TRUE
107 | Line to 1379 | NYY 4x16 SE | 18 | 211 | 0.0094106 | 1.15 | 0.09 | 0 | 0 | 0.103 | 1 | 1 |  | TRUE
108 | Line to 1381 | NYY 4x16 SE | 23 | 212 | 0.015826 | 1.15 | 0.09 | 0 | 0 | 0.103 | 1 | 1 |  | TRUE
109 | Line to 1383 | NYY 4x16 SE | 26 | 213 | 0.0078741 | 1.15 | 0.09 | 0 | 0 | 0.103 | 1 | 1 |  | TRUE
110 | Line to 3282 | NYY 4x16 SE | 29 | 277 | 0.0071626 | 1.15 | 0.09 | 0 | 0 | 0.103 | 1 | 1 |  | TRUE
111 | Line to 3283 | NYY 4x16 SE | 36 | 278 | 0.0066567 | 1.15 | 0.09 | 0 | 0 | 0.103 | 1 | 1 |  | TRUE
112 | Line to 2100 | NYY 4x70 SE | 121 | 135 | 0.031392 | 0.268 | 0.082 | 0 | 0 | 0.232 | 1 | 1 |  | TRUE
113 | Line to 2099 | NYY 4x70 SE | 113 | 121 | 0.014581 | 0.268 | 0.082 | 0 | 0 | 0.232 | 1 | 1 |  | TRUE
114 | Line to 2101 | NYY 4x70 SE | 112 | 113 | 0.00020756 | 0.268 | 0.082 | 0 | 0 | 0.232 | 1 | 1 |  | TRUE
115 | Line to 2103 | NYY 4x70 SE | 105 | 112 | 0.015682 | 0.268 | 0.082 | 0 | 0 | 0.232 | 1 | 1 |  | TRUE
116 | Line to 2104 | NYY 4x70 SE | 100 | 105 | 0.0090762 | 0.268 | 0.082 | 0 | 0 | 0.232 | 1 | 1 |  | TRUE
117 | Line to 3276 | NYY 4x70 SE | 98 | 100 | 0.0045597 | 0.268 | 0.082 | 0 | 0 | 0.232 | 1 | 1 |  | TRUE
118 | Line to 2110 | NYY 4x70 SE | 91 | 98 | 0.01396 | 0.268 | 0.082 | 0 | 0 | 0.232 | 1 | 1 |  | TRUE
119 | Line to 2114 | NYY 4x70 SE | 86 | 91 | 0.0092251 | 0.268 | 0.082 | 0 | 0 | 0.232 | 1 | 1 |  | TRUE
120 | Line to 2113 | NYY 4x70 SE | 36 | 86 | 0.068335 | 0.268 | 0.082 | 0 | 0 | 0.232 | 1 | 1 |  | TRUE
121 | Line to 1386 | NYY 4x70 SE | 35 | 36 | 0.00028368 | 0.268 | 0.082 | 0 | 0 | 0.232 | 1 | 1 |  | TRUE
122 | Line to 1385 | NYY 4x70 SE | 29 | 35 | 0.012457 | 0.268 | 0.082 | 0 | 0 | 0.232 | 1 | 1 |  | TRUE
123 | Line to 2120 | NYY 4x70 SE | 26 | 29 | 0.0012212 | 0.268 | 0.082 | 0 | 0 | 0.232 | 1 | 1 |  | TRUE
124 | Line to 1384 | NYY 4x70 SE | 23 | 26 | 0.0067454 | 0.268 | 0.082 | 0 | 0 | 0.232 | 1 | 1 |  | TRUE
125 | Line to 1382 | NYY 4x70 SE | 18 | 23 | 0.014779 | 0.268 | 0.082 | 0 | 0 | 0.232 | 1 | 1 |  | TRUE
126 | Line to 1380 | NYY 4x70 SE | 12 | 18 | 0.014402 | 0.268 | 0.082 | 0 | 0 | 0.232 | 1 | 1 |  | TRUE
127 | Line to 1373 | NYY 4x70 SE | 7 | 12 | 0.021959 | 0.268 | 0.082 | 0 | 0 | 0.232 | 1 | 1 |  | TRUE
128 | Line to 1371 | NYY 4x70 SE | 4 | 7 | 0.0099604 | 0.268 | 0.082 | 0 | 0 | 0.232 | 1 | 1 |  | TRUE
129 | Line to 1369 | NYY 4x70 SE | 3 | 4 | 0.0098087 | 0.268 | 0.082 | 0 | 0 | 0.232 | 1 | 1 |  | TRUE
130 | Line to 1378 | NYY 4x70 SE | 0 | 3 | 0.0070869 | 0.268 | 0.082 | 0 | 0 | 0.232 | 1 | 1 |  | TRUE
131 | Line to 1374 | NYY 4x16 SE | 134 | 210 | 0.0053218 | 1.15 | 0.09 | 0 | 0 | 0.103 | 1 | 1 |  | TRUE
132 | Line to 1375 | NYY 4x16 SE | 0 | 134 | 0.26569 | 1.15 | 0.09 | 0 | 0 | 0.103 | 1 | 1 |  | TRUE
133 | Line to 525 | NYY 4x16 SE | 95 | 155 | 0.012182 | 1.15 | 0.09 | 0 | 0 | 0.103 | 1 | 1 |  | TRUE
134 | Line to 1432 | NYY 4x16 SE | 131 | 231 | 0.01012 | 1.15 | 0.09 | 0 | 0 | 0.103 | 1 | 1 |  | TRUE
135 | Line to 1433 | NYY 4x35 SE | 95 | 131 | 0.071628 | 0.524 | 0.085 | 0 | 0 | 0.159 | 1 | 1 |  | TRUE
136 | Line to 526 | NYY 4x35 SE | 0 | 95 | 0.18757 | 0.524 | 0.085 | 0 | 0 | 0.159 | 1 | 1 |  | TRUE
137 | Line to 1142 | NYY 4x16 SE | 130 | 178 | 0.013721 | 1.15 | 0.09 | 0 | 0 | 0.103 | 1 | 1 |  | TRUE
138 | Line to 1357 | NYY 4x16 SE | 21 | 205 | 0.011144 | 1.15 | 0.09 | 0 | 0 | 0.103 | 1 | 1 |  | TRUE
139 | Line to 1359 | NYY 4x16 SE | 19 | 206 | 0.030361 | 1.15 | 0.09 | 0 | 0 | 0.103 | 1 | 1 |  | TRUE
140 | Line to 1275 | NYY 4x16 SE | 54 | 188 | 0.0076184 | 1.15 | 0.09 | 0 | 0 | 0.103 | 1 | 1 |  | TRUE
141 | Line to 1151 | NYY 4x16 SE | 124 | 179 | 0.0097666 | 1.15 | 0.09 | 0 | 0 | 0.103 | 1 | 1 |  | TRUE
142 | Line to 1388 | NYY 4x16 SE | 14 | 215 | 0.008992 | 1.15 | 0.09 | 0 | 0 | 0.103 | 1 | 1 |  | TRUE
143 | Line to 1312 | NYY 4x16 SE | 85 | 192 | 0.0059206 | 1.15 | 0.09 | 0 | 0 | 0.103 | 1 | 1 |  | TRUE
144 | Line to 1314 | NYY 4x16 SE | 49 | 193 | 0.015398 | 1.15 | 0.09 | 0 | 0 | 0.103 | 1 | 1 |  | TRUE
145 | Line to 1243 | NYY 4x16 SE | 94 | 184 | 0.010048 | 1.15 | 0.09 | 0 | 0 | 0.103 | 1 | 1 |  | TRUE
146 | Line to 1414 | NYY 4x16 SE | 25 | 224 | 0.0094309 | 1.15 | 0.09 | 0 | 0 | 0.103 | 1 | 1 |  | TRUE
147 | Line to 1143 | NYY 4x35 SE | 124 | 130 | 0.016431 | 0.524 | 0.085 | 0 | 0 | 0.159 | 1 | 1 |  | TRUE
148 | Line to 1152 | NYY 4x35 SE | 94 | 124 | 0.05353 | 0.524 | 0.085 | 0 | 0 | 0.159 | 1 | 1 |  | TRUE
149 | Line to 1244 | NYY 4x35 SE | 85 | 94 | 0.020973 | 0.524 | 0.085 | 0 | 0 | 0.159 | 1 | 1 |  | TRUE
150 | Line to 1313 | NYY 4x35 SE | 54 | 85 | 0.040083 | 0.524 | 0.085 | 0 | 0 | 0.159 | 1 | 1 |  | TRUE
151 | Line to 1276 | NYY 4x35 SE | 49 | 54 | 0.0046446 | 0.524 | 0.085 | 0 | 0 | 0.159 | 1 | 1 |  | TRUE
152 | Line to 1315 | NYY 4x35 SE | 25 | 49 | 0.037428 | 0.524 | 0.085 | 0 | 0 | 0.159 | 1 | 1 |  | TRUE
153 | Line to 1415 | NYY 4x35 SE | 21 | 25 | 0.010705 | 0.524 | 0.085 | 0 | 0 | 0.159 | 1 | 1 |  | TRUE
154 | Line to 1358 | NYY 4x35 SE | 19 | 21 | 0.0083331 | 0.524 | 0.085 | 0 | 0 | 0.159 | 1 | 1 |  | TRUE
155 | Line to 1360 | NYY 4x35 SE | 14 | 19 | 0.0064621 | 0.524 | 0.085 | 0 | 0 | 0.159 | 1 | 1 |  | TRUE
156 | Line to 1389 | NYY 4x35 SE | 0 | 14 | 0.058516 | 0.524 | 0.085 | 0 | 0 | 0.159 | 1 | 1 |  | TRUE
157 | Line to 1267 | NYY 4x16 SE | 128 | 187 | 0.011419 | 1.15 | 0.09 | 0 | 0 | 0.103 | 1 | 1 |  | TRUE
158 | Line to 1268 | NYY 4x16 SE | 0 | 128 | 0.25088 | 1.15 | 0.09 | 0 | 0 | 0.103 | 1 | 1 |  | TRUE
159 | Line to 3669 | NYY 4x16 SE | 120 | 295 | 0.0089859 | 1.15 | 0.09 | 0 | 0 | 0.103 | 1 | 1 |  | TRUE
160 | Line to 647 | NYY 4x16 SE | 125 | 165 | 0.012024 | 1.15 | 0.09 | 0 | 0 | 0.103 | 1 | 1 |  | TRUE
161 | Line to 648 | NYY 4x16 SE | 120 | 125 | 0.010517 | 1.15 | 0.09 | 0 | 0 | 0.103 | 1 | 1 |  | TRUE
162 | Line to 649 | NYY 4x16 SE | 0 | 120 | 0.23307 | 1.15 | 0.09 | 0 | 0 | 0.103 | 1 | 1 |  | TRUE
163 | Line to 3707 | NYY 4x16 SE | 117 | 303 | 0.0097936 | 1.15 | 0.09 | 0 | 0 | 0.103 | 1 | 1 |  | TRUE
164 | Line to 3367 | NYY 4x16 SE | 122 | 286 | 0.011305 | 1.15 | 0.09 | 0 | 0 | 0.103 | 1 | 1 |  | TRUE
165 | Line to 3368 | NYY 4x16 SE | 117 | 122 | 0.0091564 | 1.15 | 0.09 | 0 | 0 | 0.103 | 1 | 1 |  | TRUE
166 | Line to 3708 | NYY 4x16 SE | 0 | 117 | 0.22958 | 1.15 | 0.09 | 0 | 0 | 0.103 | 1 | 1 |  | TRUE
167 | Line to 1265 | NYY 4x16 SE | 119 | 186 | 0.0082524 | 1.15 | 0.09 | 0 | 0 | 0.103 | 1 | 1 |  | TRUE
168 | Line to 2183 | NYY 4x16 SE | 62 | 255 | 0.013699 | 1.15 | 0.09 | 0 | 0 | 0.103 | 1 | 1 |  | TRUE
169 | Line to 1316 | NYY 4x16 SE | 88 | 194 | 0.01267 | 1.15 | 0.09 | 0 | 0 | 0.103 | 1 | 1 |  | TRUE
170 | Line to 1318 | NYY 4x16 SE | 104 | 195 | 0.018076 | 1.15 | 0.09 | 0 | 0 | 0.103 | 1 | 1 |  | TRUE
171 | Line to 1320 | NYY 4x16 SE | 67 | 196 | 0.0079985 | 1.15 | 0.09 | 0 | 0 | 0.103 | 1 | 1 |  | TRUE
172 | Line to 1322 | NYY 4x16 SE | 58 | 197 | 0.010579 | 1.15 | 0.09 | 0 | 0 | 0.103 | 1 | 1 |  | TRUE
173 | Line to 1266 | NYY 4x35 SE | 104 | 119 | 0.029139 | 0.524 | 0.085 | 0 | 0 | 0.159 | 1 | 1 |  | TRUE
174 | Line to 1319 | NYY 4x35 SE | 88 | 104 | 0.028686 | 0.524 | 0.085 | 0 | 0 | 0.159 | 1 | 1 |  | TRUE
175 | Line to 1317 | NYY 4x35 SE | 67 | 88 | 0.034948 | 0.524 | 0.085 | 0 | 0 | 0.159 | 1 | 1 |  | TRUE
176 | Line to 1321 | NYY 4x35 SE | 62 | 67 | 0.0041219 | 0.524 | 0.085 | 0 | 0 | 0.159 | 1 | 1 |  | TRUE
177 | Line to 2184 | NYY 4x35 SE | 58 | 62 | 0.0042886 | 0.524 | 0.085 | 0 | 0 | 0.159 | 1 | 1 |  | TRUE
178 | Line to 1323 | NYY 4x35 SE | 0 | 58 | 0.13124 | 0.524 | 0.085 | 0 | 0 | 0.159 | 1 | 1 |  | TRUE
179 | Line to 1232 | NYY 4x16 SE | 118 | 183 | 0.024361 | 1.15 | 0.09 | 0 | 0 | 0.103 | 1 | 1 |  | TRUE
180 | Line to 1233 | NYY 4x16 SE | 0 | 118 | 0.23214 | 1.15 | 0.09 | 0 | 0 | 0.103 | 1 | 1 |  | TRUE
181 | Line to 1043 | NYY 4x16 SE | 116 | 169 | 0.0079609 | 1.15 | 0.09 | 0 | 0 | 0.103 | 1 | 1 |  | TRUE
182 | Line to 1048 | NYY 4x16 SE | 97 | 171 | 0.0092894 | 1.15 | 0.09 | 0 | 0 | 0.103 | 1 | 1 |  | TRUE
183 | Line to 1055 | NYY 4x16 SE | 92 | 172 | 0.026255 | 1.15 | 0.09 | 0 | 0 | 0.103 | 1 | 1 |  | TRUE
184 | Line to 1105 | NYY 4x16 SE | 90 | 174 | 0.011154 | 1.15 | 0.09 | 0 | 0 | 0.103 | 1 | 1 |  | TRUE
185 | Line to 1130 | NYY 4x16 SE | 99 | 176 | 0.010059 | 1.15 | 0.09 | 0 | 0 | 0.103 | 1 | 1 |  | TRUE
186 | Line to 1132 | NYY 4x16 SE | 108 | 177 | 0.009769 | 1.15 | 0.09 | 0 | 0 | 0.103 | 1 | 1 |  | TRUE
187 | Line to 1044 | NYY 4x35 SE | 108 | 116 | 0.016713 | 0.524 | 0.085 | 0 | 0 | 0.159 | 1 | 1 |  | TRUE
188 | Line to 1133 | NYY 4x35 SE | 99 | 108 | 0.01774 | 0.524 | 0.085 | 0 | 0 | 0.159 | 1 | 1 |  | TRUE
189 | Line to 1131 | NYY 4x35 SE | 97 | 99 | 0.0022048 | 0.524 | 0.085 | 0 | 0 | 0.159 | 1 | 1 |  | TRUE
190 | Line to 1049 | NYY 4x35 SE | 92 | 97 | 0.011513 | 0.524 | 0.085 | 0 | 0 | 0.159 | 1 | 1 |  | TRUE
191 | Line to 1056 | NYY 4x35 SE | 90 | 92 | 0.002315 | 0.524 | 0.085 | 0 | 0 | 0.159 | 1 | 1 |  | TRUE
192 | Line to 1106 | NYY 4x35 SE | 0 | 90 | 0.17571 | 0.524 | 0.085 | 0 | 0 | 0.159 | 1 | 1 |  | TRUE
193 | Line to 3692 | NYY 4x16 SE | 115 | 299 | 0.0099989 | 1.15 | 0.09 | 0 | 0 | 0.103 | 1 | 1 |  | TRUE
194 | Line to 3400 | NYY 4x16 SE | 0 | 115 | 0.22278 | 1.15 | 0.09 | 0 | 0 | 0.103 | 1 | 1 |  | TRUE
195 | Line to 1284 | NYY 4x16 SE | 114 | 189 | 0.013725 | 1.15 | 0.09 | 0 | 0 | 0.103 | 1 | 1 |  | TRUE
196 | Line to 1160 | NYY 4x16 SE | 0 | 114 | 0.21983 | 1.15 | 0.09 | 0 | 0 | 0.103 | 1 | 1 |  | TRUE
197 | Line to 1289 | NYY 4x16 SE | 110 | 190 | 0.016612 | 1.15 | 0.09 | 0 | 0 | 0.103 | 1 | 1 |  | TRUE
198 | Line to 1290 | NYY 4x16 SE | 0 | 110 | 0.21868 | 1.15 | 0.09 | 0 | 0 | 0.103 | 1 | 1 |  | TRUE
199 | Line to 1045 | NYY 4x16 SE | 109 | 170 | 0.010264 | 1.15 | 0.09 | 0 | 0 | 0.103 | 1 | 1 |  | TRUE
200 | Line to 1046 | NYY 4x16 SE | 0 | 109 | 0.21346 | 1.15 | 0.09 | 0 | 0 | 0.103 | 1 | 1 |  | TRUE
201 | Line to 1342 | NYY 4x16 SE | 32 | 200 | 0.007731 | 1.15 | 0.09 | 0 | 0 | 0.103 | 1 | 1 |  | TRUE
202 | Line to 1355 | NYY 4x16 SE | 28 | 204 | 0.010728 | 1.15 | 0.09 | 0 | 0 | 0.103 | 1 | 1 |  | TRUE
203 | Line to 1387 | NYY 4x16 SE | 68 | 214 | 0.009399 | 1.15 | 0.09 | 0 | 0 | 0.103 | 1 | 1 |  | TRUE
204 | Line to 1301 | NYY 4x16 SE | 74 | 191 | 0.011514 | 1.15 | 0.09 | 0 | 0 | 0.103 | 1 | 1 |  | TRUE
205 | Line to 1256 | NYY 4x16 SE | 103 | 185 | 0.014082 | 1.15 | 0.09 | 0 | 0 | 0.103 | 1 | 1 |  | TRUE
206 | Line to 1257 | NYY 4x35 SE | 74 | 103 | 0.052642 | 0.524 | 0.085 | 0 | 0 | 0.159 | 1 | 1 |  | TRUE
207 | Line to 1302 | NYY 4x35 SE | 68 | 74 | 0.0088138 | 0.524 | 0.085 | 0 | 0 | 0.159 | 1 | 1 |  | TRUE
208 | Line to 1303 | NYY 4x35 SE | 32 | 68 | 0.043776 | 0.524 | 0.085 | 0 | 0 | 0.159 | 1 | 1 |  | TRUE
209 | Line to 1343 | NYY 4x35 SE | 28 | 32 | 0.010094 | 0.524 | 0.085 | 0 | 0 | 0.159 | 1 | 1 |  | TRUE
210 | Line to 1356 | NYY 4x35 SE | 0 | 28 | 0.085928 | 0.524 | 0.085 | 0 | 0 | 0.159 | 1 | 1 |  | TRUE
211 | Line to 3259 | NYY 4x16 SE | 84 | 260 | 0.0093721 | 1.15 | 0.09 | 0 | 0 | 0.103 | 1 | 1 |  | TRUE
212 | Line to 3269 | NYY 4x16 SE | 87 | 267 | 0.0063522 | 1.15 | 0.09 | 0 | 0 | 0.103 | 1 | 1 |  | TRUE
213 | Line to 3270 | NYY 4x16 SE | 102 | 268 | 0.0067838 | 1.15 | 0.09 | 0 | 0 | 0.103 | 1 | 1 |  | TRUE
214 | Line to 3272 | NYY 4x16 SE | 70 | 269 | 0.0090434 | 1.15 | 0.09 | 0 | 0 | 0.103 | 1 | 1 |  | TRUE
215 | Line to 2129 | NYY 4x16 SE | 80 | 242 | 0.0067769 | 1.15 | 0.09 | 0 | 0 | 0.103 | 1 | 1 |  | TRUE
216 | Line to 2107 | NYY 4x35 SE | 87 | 102 | 0.028226 | 0.524 | 0.085 | 0 | 0 | 0.159 | 1 | 1 |  | TRUE
217 | Line to 2106 | NYY 4x35 SE | 84 | 87 | 0.0082205 | 0.524 | 0.085 | 0 | 0 | 0.159 | 1 | 1 |  | TRUE
218 | Line to 2105 | NYY 4x35 SE | 80 | 84 | 0.0070444 | 0.524 | 0.085 | 0 | 0 | 0.159 | 1 | 1 |  | TRUE
219 | Line to 2130 | NYY 4x35 SE | 70 | 80 | 0.015819 | 0.524 | 0.085 | 0 | 0 | 0.159 | 1 | 1 |  | TRUE
220 | Line to 3273 | NYY 4x35 SE | 0 | 70 | 0.14111 | 0.524 | 0.085 | 0 | 0 | 0.159 | 1 | 1 |  | TRUE
221 | Line to 1352 | NYY 4x16 SE | 10 | 203 | 0.02824 | 1.15 | 0.09 | 0 | 0 | 0.103 | 1 | 1 |  | TRUE
222 | Line to 1084 | NYY 4x16 SE | 96 | 173 | 0.0062516 | 1.15 | 0.09 | 0 | 0 | 0.103 | 1 | 1 |  | TRUE
223 | Line to 1390 | NYY 4x16 SE | 9 | 216 | 0.0096733 | 1.15 | 0.09 | 0 | 0 | 0.103 | 1 | 1 |  | TRUE
224 | Line to 1085 | NYY 4x16 SE | 10 | 96 | 0.14093 | 1.15 | 0.09 | 0 | 0 | 0.103 | 1 | 1 |  | TRUE
225 | Line to 1353 | NYY 4x16 SE | 9 | 10 | 0.0018685 | 1.15 | 0.09 | 0 | 0 | 0.103 | 1 | 1 |  | TRUE
226 | Line to 1391 | NYY 4x16 SE | 0 | 9 | 0.046146 | 1.15 | 0.09 | 0 | 0 | 0.103 | 1 | 1 |  | TRUE
227 | Line to 1040 | NYY 4x16 SE | 93 | 168 | 0.0083339 | 1.15 | 0.09 | 0 | 0 | 0.103 | 1 | 1 |  | TRUE
228 | Line to 1028 | NYY 4x16 SE | 0 | 93 | 0.18443 | 1.15 | 0.09 | 0 | 0 | 0.103 | 1 | 1 |  | TRUE
229 | Line to 1121 | NYY 4x16 SE | 82 | 175 | 0.01082 | 1.15 | 0.09 | 0 | 0 | 0.103 | 1 | 1 |  | TRUE
230 | Line to 2216 | NYY 4x16 SE | 76 | 256 | 0.010723 | 1.15 | 0.09 | 0 | 0 | 0.103 | 1 | 1 |  | TRUE
231 | Line to 1122 | NYY 4x16 SE | 76 | 82 | 0.01043 | 1.15 | 0.09 | 0 | 0 | 0.103 | 1 | 1 |  | TRUE
232 | Line to 1123 | NYY 4x16 SE | 0 | 76 | 0.15126 | 1.15 | 0.09 | 0 | 0 | 0.103 | 1 | 1 |  | TRUE
233 | Line to 3260 | NYY 4x16 SE | 81 | 261 | 0.0072017 | 1.15 | 0.09 | 0 | 0 | 0.103 | 1 | 1 |  | TRUE
234 | Line to 3262 | NYY 4x16 SE | 56 | 263 | 0.014075 | 1.15 | 0.09 | 0 | 0 | 0.103 | 1 | 1 |  | TRUE
235 | Line to 2092 | NYY 4x16 SE | 56 | 81 | 0.028345 | 1.15 | 0.09 | 0 | 0 | 0.103 | 1 | 1 |  | TRUE
236 | Line to 2091 | NYY 4x16 SE | 0 | 56 | 0.13055 | 1.15 | 0.09 | 0 | 0 | 0.103 | 1 | 1 |  | TRUE
237 | Line to 2153 | NYY 4x16 SE | 61 | 252 | 0.0063202 | 1.15 | 0.09 | 0 | 0 | 0.103 | 1 | 1 |  | TRUE
238 | Line to 2228 | NYY 4x16 SE | 79 | 257 | 0.017397 | 1.15 | 0.09 | 0 | 0 | 0.103 | 1 | 1 |  | TRUE
239 | Line to 2229 | NYY 4x16 SE | 61 | 79 | 0.017263 | 1.15 | 0.09 | 0 | 0 | 0.103 | 1 | 1 |  | TRUE
240 | Line to 1339 | NYY 4x16 SE | 0 | 61 | 0.13514 | 1.15 | 0.09 | 0 | 0 | 0.103 | 1 | 1 |  | TRUE
241 | Line to 2179 | NYY 4x16 SE | 77 | 253 | 0.0076414 | 1.15 | 0.09 | 0 | 0 | 0.103 | 1 | 1 |  | TRUE
242 | Line to 2180 | NYY 4x16 SE | 0 | 77 | 0.15201 | 1.15 | 0.09 | 0 | 0 | 0.103 | 1 | 1 |  | TRUE
243 | Line to 1340 | NYY 4x16 SE | 52 | 199 | 0.0073737 | 1.15 | 0.09 | 0 | 0 | 0.103 | 1 | 1 |  | TRUE
244 | Line to 2181 | NYY 4x16 SE | 75 | 254 | 0.0067141 | 1.15 | 0.09 | 0 | 0 | 0.103 | 1 | 1 |  | TRUE
245 | Line to 2182 | NYY 4x16 SE | 52 | 75 | 0.025909 | 1.15 | 0.09 | 0 | 0 | 0.103 | 1 | 1 |  | TRUE
246 | Line to 1341 | NYY 4x16 SE | 0 | 52 | 0.1244 | 1.15 | 0.09 | 0 | 0 | 0.103 | 1 | 1 |  | TRUE
247 | Line to 1424 | NYY 4x16 SE | 63 | 229 | 0.0089546 | 1.15 | 0.09 | 0 | 0 | 0.103 | 1 | 1 |  | TRUE
248 | Line to 3286 | NYY 4x16 SE | 73 | 280 | 0.008605 | 1.15 | 0.09 | 0 | 0 | 0.103 | 1 | 1 |  | TRUE
249 | Line to 1426 | NYY 4x16 SE | 63 | 73 | 0.010218 | 1.15 | 0.09 | 0 | 0 | 0.103 | 1 | 1 |  | TRUE
250 | Line to 1425 | NYY 4x16 SE | 0 | 63 | 0.13677 | 1.15 | 0.09 | 0 | 0 | 0.103 | 1 | 1 |  | TRUE
251 | Line to 2085 | NYY 4x16 SE | 40 | 232 | 0.011163 | 1.15 | 0.09 | 0 | 0 | 0.103 | 1 | 1 |  | TRUE
252 | Line to 3279 | NYY 4x16 SE | 72 | 274 | 0.02514 | 1.15 | 0.09 | 0 | 0 | 0.103 | 1 | 1 |  | TRUE
253 | Line to 3280 | NYY 4x16 SE | 57 | 275 | 0.0095961 | 1.15 | 0.09 | 0 | 0 | 0.103 | 1 | 1 |  | TRUE
254 | Line to 1376 | NYY 4x16 SE | 57 | 72 | 0.013678 | 1.15 | 0.09 | 0 | 0 | 0.103 | 1 | 1 |  | TRUE
255 | Line to 1377 | NYY 4x16 SE | 40 | 57 | 0.023641 | 1.15 | 0.09 | 0 | 0 | 0.103 | 1 | 1 |  | TRUE
256 | Line to 1347 | NYY 4x16 SE | 0 | 40 | 0.1076 | 1.15 | 0.09 | 0 | 0 | 0.103 | 1 | 1 |  | TRUE
257 | Line to 3274 | NYY 4x16 SE | 50 | 270 | 0.0086274 | 1.15 | 0.09 | 0 | 0 | 0.103 | 1 | 1 |  | TRUE
258 | Line to 3281 | NYY 4x16 SE | 69 | 276 | 0.013531 | 1.15 | 0.09 | 0 | 0 | 0.103 | 1 | 1 |  | TRUE
259 | Line to 2118 | NYY 4x16 SE | 50 | 69 | 0.018342 | 1.15 | 0.09 | 0 | 0 | 0.103 | 1 | 1 |  | TRUE
260 | Line to 2108 | NYY 4x16 SE | 0 | 50 | 0.12275 | 1.15 | 0.09 | 0 | 0 | 0.103 | 1 | 1 |  | TRUE
261 | Line to 1423 | NYY 4x16 SE | 66 | 228 | 0.017701 | 1.15 | 0.09 | 0 | 0 | 0.103 | 1 | 1 |  | TRUE
262 | Line to 636 | NYY 4x16 SE | 0 | 66 | 0.13954 | 1.15 | 0.09 | 0 | 0 | 0.103 | 1 | 1 |  | TRUE
263 | Line to 2088 | NYY 4x16 SE | 65 | 235 | 0.0097915 | 1.15 | 0.09 | 0 | 0 | 0.103 | 1 | 1 |  | TRUE
264 | Line to 3285 | NYY 4x16 SE | 45 | 279 | 0.034053 | 1.15 | 0.09 | 0 | 0 | 0.103 | 1 | 1 |  | TRUE
265 | Line to 1407 | NYY 4x16 SE | 45 | 65 | 0.02434 | 1.15 | 0.09 | 0 | 0 | 0.103 | 1 | 1 |  | TRUE
266 | Line to 1408 | NYY 4x16 SE | 0 | 45 | 0.11334 | 1.15 | 0.09 | 0 | 0 | 0.103 | 1 | 1 |  | TRUE
267 | Line to 2115 | NYY 4x16 SE | 59 | 240 | 0.0060077 | 1.15 | 0.09 | 0 | 0 | 0.103 | 1 | 1 |  | TRUE
268 | Line to 2135 | NYY 4x16 SE | 55 | 244 | 0.012142 | 1.15 | 0.09 | 0 | 0 | 0.103 | 1 | 1 |  | TRUE
269 | Line to 2116 | NYY 4x16 SE | 55 | 59 | 0.0046601 | 1.15 | 0.09 | 0 | 0 | 0.103 | 1 | 1 |  | TRUE
270 | Line to 2136 | NYY 4x16 SE | 0 | 55 | 0.12863 | 1.15 | 0.09 | 0 | 0 | 0.103 | 1 | 1 |  | TRUE
271 | Line to 1324 | NYY 4x16 SE | 48 | 198 | 0.010354 | 1.15 | 0.09 | 0 | 0 | 0.103 | 1 | 1 |  | TRUE
272 | Line to 1325 | NYY 4x16 SE | 0 | 48 | 0.12131 | 1.15 | 0.09 | 0 | 0 | 0.103 | 1 | 1 |  | TRUE
273 | Line to 2141 | NYY 4x16 SE | 44 | 247 | 0.01523 | 1.15 | 0.09 | 0 | 0 | 0.103 | 1 | 1 |  | TRUE
274 | Line to 1351 | NYY 4x16 SE | 47 | 202 | 0.040441 | 1.15 | 0.09 | 0 | 0 | 0.103 | 1 | 1 |  | TRUE
275 | Line to 1395 | NYY 4x16 SE | 37 | 219 | 0.03735 | 1.15 | 0.09 | 0 | 0 | 0.103 | 1 | 1 |  | TRUE
276 | Line to 1419 | NYY 4x16 SE | 30 | 226 | 0.015963 | 1.15 | 0.09 | 0 | 0 | 0.103 | 1 | 1 |  | TRUE
277 | Line to 1421 | NYY 4x16 SE | 34 | 227 | 0.013836 | 1.15 | 0.09 | 0 | 0 | 0.103 | 1 | 1 |  | TRUE
278 | Line to 632 | NYY 4x16 SE | 44 | 47 | 0.0078478 | 1.15 | 0.09 | 0 | 0 | 0.103 | 1 | 1 |  | TRUE
279 | Line to 633 | NYY 4x16 SE | 37 | 44 | 0.011444 | 1.15 | 0.09 | 0 | 0 | 0.103 | 1 | 1 |  | TRUE
280 | Line to 1396 | NYY 4x16 SE | 34 | 37 | 0.0033509 | 1.15 | 0.09 | 0 | 0 | 0.103 | 1 | 1 |  | TRUE
281 | Line to 1422 | NYY 4x16 SE | 30 | 34 | 0.0027498 | 1.15 | 0.09 | 0 | 0 | 0.103 | 1 | 1 |  | TRUE
282 | Line to 1420 | NYY 4x16 SE | 0 | 30 | 0.094418 | 1.15 | 0.09 | 0 | 0 | 0.103 | 1 | 1 |  | TRUE
283 | Line to 2144 | NYY 4x16 SE | 46 | 250 | 0.014721 | 1.15 | 0.09 | 0 | 0 | 0.103 | 1 | 1 |  | TRUE
284 | Line to 2145 | NYY 4x16 SE | 0 | 46 | 0.1152 | 1.15 | 0.09 | 0 | 0 | 0.103 | 1 | 1 |  | TRUE
285 | Line to 1397 | NYY 4x16 SE | 27 | 220 | 0.027981 | 1.15 | 0.09 | 0 | 0 | 0.103 | 1 | 1 |  | TRUE
286 | Line to 1430 | NYY 4x16 SE | 43 | 230 | 0.010462 | 1.15 | 0.09 | 0 | 0 | 0.103 | 1 | 1 |  | TRUE
287 | Line to 1431 | NYY 4x35 SE | 27 | 43 | 0.026765 | 0.524 | 0.085 | 0 | 0 | 0.159 | 1 | 1 |  | TRUE
288 | Line to 1398 | NYY 4x35 SE | 0 | 27 | 0.084899 | 0.524 | 0.085 | 0 | 0 | 0.159 | 1 | 1 |  | TRUE
289 | Line to 1158 | NYY 4x16 SE | 42 | 180 | 0.019148 | 1.15 | 0.09 | 0 | 0 | 0.103 | 1 | 1 |  | TRUE
290 | Line to 1188 | NYY 4x16 SE | 41 | 182 | 0.013716 | 1.15 | 0.09 | 0 | 0 | 0.103 | 1 | 1 |  | TRUE
291 | Line to 1392 | NYY 4x16 SE | 24 | 217 | 0.01393 | 1.15 | 0.09 | 0 | 0 | 0.103 | 1 | 1 |  | TRUE
292 | Line to 1394 | NYY 4x16 SE | 33 | 218 | 0.01022 | 1.15 | 0.09 | 0 | 0 | 0.103 | 1 | 1 |  | TRUE
293 | Line to 1159 | NYY 4x16 SE | 41 | 42 | 0.0013248 | 1.15 | 0.09 | 0 | 0 | 0.103 | 1 | 1 |  | TRUE
294 | Line to 1189 | NYY 4x16 SE | 33 | 41 | 0.014004 | 1.15 | 0.09 | 0 | 0 | 0.103 | 1 | 1 |  | TRUE
295 | Line to 1225 | NYY 4x16 SE | 24 | 33 | 0.014996 | 1.15 | 0.09 | 0 | 0 | 0.103 | 1 | 1 |  | TRUE
296 | Line to 1393 | NYY 4x16 SE | 0 | 24 | 0.081242 | 1.15 | 0.09 | 0 | 0 | 0.103 | 1 | 1 |  | TRUE
297 | Line to 2086 | NYY 4x16 SE | 38 | 233 | 0.021444 | 1.15 | 0.09 | 0 | 0 | 0.103 | 1 | 1 |  | TRUE
298 | Line to 2074 | NYY 4x16 SE | 0 | 38 | 0.10429 | 1.15 | 0.09 | 0 | 0 | 0.103 | 1 | 1 |  | TRUE
299 | Line to 1405 | NYY 4x16 SE | 31 | 223 | 0.007994 | 1.15 | 0.09 | 0 | 0 | 0.103 | 1 | 1 |  | TRUE
300 | Line to 1406 | NYY 4x16 SE | 0 | 31 | 0.095552 | 1.15 | 0.09 | 0 | 0 | 0.103 | 1 | 1 |  | TRUE
301 | Line to 1186 | NYY 4x16 SE | 22 | 181 | 0.021234 | 1.15 | 0.09 | 0 | 0 | 0.103 | 1 | 1 |  | TRUE
302 | Line to 1187 | NYY 4x16 SE | 0 | 22 | 0.077252 | 1.15 | 0.09 | 0 | 0 | 0.103 | 1 | 1 |  | TRUE
303 | Line to 2137 | NYY 4x16 SE | 16 | 245 | 0.016042 | 1.15 | 0.09 | 0 | 0 | 0.103 | 1 | 1 |  | TRUE
304 | Line to 2138 | NYY 4x16 SE | 0 | 16 | 0.061113 | 1.15 | 0.09 | 0 | 0 | 0.103 | 1 | 1 |  | TRUE
305 | Line to 1403 | NYY 4x16 SE | 13 | 222 | 0.009134 | 1.15 | 0.09 | 0 | 0 | 0.103 | 1 | 1 |  | TRUE
306 | Line to 1404 | NYY 4x16 SE | 0 | 13 | 0.058374 | 1.15 | 0.09 | 0 | 0 | 0.103 | 1 | 1 |  | TRUE

## trafo
| name | std_type | hv_bus | lv_bus | sn_mva | vn_hv_kv | vn_lv_kv | vk_percent | vkr_percent | pfe_kw | i0_percent | shift_degree | tap_side | tap_neutral | tap_min | tap_max | tap_step_percent | tap_step_degree | tap_pos | tap_phase_shifter | parallel | df | in_service
0 | 630 transformer | 0.63 MVA 20/0.4 kV | 1 | 0 | 0.63 | 20 | 0.4 | 6 | 1.206 | 1.65 | 0.2619 | 150 | hv | 0 | -2 | 2 | 2.5 | 0 | 0 | FALSE | 1 | 1 | TRUE

## line_geodata
| x0 | y0 | x1 | y1 | x2 | y2 | x3 | y3 | x4 | y4 | x5 | y5 | x6 | y6 | x7 | y7 | x8 | y8 | x9 | y9 | x10 | y10 | x11 | y11 | x12 | y12 | x13 | y13 | x14 | y14 | x15 | y15 | x16 | y16 | x17 | y17 | x18 | y18 | x19 | y19 | x20 | y20 | x21 | y21
0 | 11.6219 | 50.2826 | 11.6217 | 50.2826
1 | 11.6211 | 50.2817 | 11.6209 | 50.2818
2 | 11.6205 | 50.2813 | 11.6203 | 50.2813
3 | 11.6198 | 50.2801 | 11.6196 | 50.28
4 | 11.622 | 50.2828 | 11.6218 | 50.2828
5 | 11.6213 | 50.282 | 11.6215 | 50.2819
6 | 11.6217 | 50.2822 | 11.6215 | 50.2823
7 | 11.6207 | 50.2814 | 11.6208 | 50.2814
8 | 11.6205 | 50.2813 | 11.6206 | 50.2813
9 | 11.6203 | 50.2811 | 11.6204 | 50.2811
10 | 11.6221 | 50.2831 | 11.6219 | 50.2832
11 | 11.6198 | 50.2805 | 11.6199 | 50.2804
12 | 11.6197 | 50.2803 | 11.6198 | 50.2803
13 | 11.6197 | 50.2803 | 11.6197 | 50.2802 | 11.6198 | 50.2801
14 | 11.6198 | 50.2805 | 11.6197 | 50.2803
15 | 11.6203 | 50.2811 | 11.6198 | 50.2806 | 11.6198 | 50.2805
16 | 11.6205 | 50.2813 | 11.6203 | 50.2811
17 | 11.6205 | 50.2813 | 11.6205 | 50.2813 | 11.6205 | 50.2813
18 | 11.6207 | 50.2814 | 11.6207 | 50.2814 | 11.6205 | 50.2813
19 | 11.6211 | 50.2817 | 11.6207 | 50.2814
20 | 11.6213 | 50.282 | 11.6211 | 50.2817
21 | 11.6217 | 50.2822 | 11.6215 | 50.2821 | 11.6213 | 50.282
22 | 11.6219 | 50.2826 | 11.6218 | 50.2824 | 11.6217 | 50.2822
23 | 11.622 | 50.2828 | 11.6219 | 50.2826
24 | 11.6221 | 50.2831 | 11.622 | 50.283 | 11.622 | 50.2828
25 | 11.6221 | 50.2831 | 11.6221 | 50.2831
26 | 11.6202 | 50.281 | 11.6204 | 50.281
27 | 11.62 | 50.2808 | 11.6198 | 50.2808
28 | 11.6197 | 50.2805 | 11.6195 | 50.2805
29 | 11.6214 | 50.282 | 11.6209 | 50.2823
30 | 11.6212 | 50.2818 | 11.6213 | 50.2818
31 | 11.6215 | 50.2821 | 11.6214 | 50.2822
32 | 11.6214 | 50.282 | 11.6213 | 50.2821
33 | 11.6213 | 50.2819 | 11.6212 | 50.282
34 | 11.6208 | 50.2815 | 11.6209 | 50.2814
35 | 11.6204 | 50.2812 | 11.6205 | 50.2812
36 | 11.6203 | 50.2811 | 11.6202 | 50.2812
37 | 11.6202 | 50.2811 | 11.6201 | 50.2811
38 | 11.6201 | 50.281 | 11.62 | 50.281
39 | 11.6209 | 50.2816 | 11.6207 | 50.2817
40 | 11.62 | 50.2808 | 11.6201 | 50.2807
41 | 11.62 | 50.2808 | 11.6198 | 50.2806 | 11.6197 | 50.2805
42 | 11.62 | 50.2808 | 11.62 | 50.2808
43 | 11.6201 | 50.281 | 11.62 | 50.2808
44 | 11.6202 | 50.281 | 11.6201 | 50.281
45 | 11.6202 | 50.2811 | 11.6202 | 50.281
46 | 11.6203 | 50.2811 | 11.6202 | 50.2811
47 | 11.6204 | 50.2812 | 11.6203 | 50.2811
48 | 11.6208 | 50.2815 | 11.6207 | 50.2814 | 11.6205 | 50.2813 | 11.6205 | 50.2813 | 11.6204 | 50.2812
49 | 11.6209 | 50.2816 | 11.6208 | 50.2815
50 | 11.6212 | 50.2818 | 11.6211 | 50.2817 | 11.6209 | 50.2816
51 | 11.6213 | 50.2819 | 11.6212 | 50.2818
52 | 11.6214 | 50.282 | 11.6213 | 50.2819
53 | 11.6214 | 50.282 | 11.6214 | 50.282
54 | 11.6215 | 50.2821 | 11.6214 | 50.282
55 | 11.6221 | 50.2831 | 11.6221 | 50.2832 | 11.622 | 50.283 | 11.622 | 50.2828 | 11.6219 | 50.2826 | 11.6218 | 50.2824 | 11.6217 | 50.2823 | 11.6215 | 50.2821 | 11.6215 | 50.2821
56 | 11.6213 | 50.2815 | 11.6211 | 50.2816
57 | 11.6218 | 50.2821 | 11.622 | 50.282
58 | 11.6202 | 50.2805 | 11.62 | 50.2805
59 | 11.6213 | 50.2815 | 11.6202 | 50.2805
60 | 11.6218 | 50.2821 | 11.6217 | 50.2821 | 11.6217 | 50.2817 | 11.6214 | 50.2816 | 11.6213 | 50.2815
61 | 11.6221 | 50.2831 | 11.6221 | 50.2832 | 11.622 | 50.2831 | 11.622 | 50.2828 | 11.6219 | 50.2826 | 11.6218 | 50.2824 | 11.6218 | 50.2821
62 | 11.622 | 50.283 | 11.6219 | 50.283
63 | 11.6219 | 50.2825 | 11.6221 | 50.2825
64 | 11.622 | 50.2827 | 11.6221 | 50.2827
65 | 11.6219 | 50.2826 | 11.6221 | 50.2826
66 | 11.6204 | 50.2808 | 11.6203 | 50.2809
67 | 11.622 | 50.2829 | 11.6222 | 50.2829
68 | 11.6207 | 50.2811 | 11.6208 | 50.281
69 | 11.6207 | 50.2811 | 11.6204 | 50.2808
70 | 11.6219 | 50.2825 | 11.6218 | 50.2824 | 11.6218 | 50.2821 | 11.6218 | 50.2821 | 11.6217 | 50.2817 | 11.6214 | 50.2816 | 11.6207 | 50.2811
71 | 11.6219 | 50.2826 | 11.6219 | 50.2825
72 | 11.622 | 50.2827 | 11.6219 | 50.2826
73 | 11.622 | 50.2829 | 11.622 | 50.2827
74 | 11.622 | 50.283 | 11.622 | 50.2829
75 | 11.6221 | 50.2831 | 11.6221 | 50.2832 | 11.622 | 50.2831 | 11.622 | 50.283
76 | 11.6199 | 50.2812 | 11.6197 | 50.2812
77 | 11.6221 | 50.2831 | 11.6221 | 50.2832 | 11.622 | 50.2831 | 11.622 | 50.2828 | 11.6219 | 50.2826 | 11.6218 | 50.2824 | 11.6217 | 50.2823 | 11.6215 | 50.2821 | 11.6215 | 50.2821 | 11.6215 | 50.2821 | 11.6214 | 50.282 | 11.6213 | 50.2819 | 11.6212 | 50.2818 | 11.6211 | 50.2817 | 11.6209 | 50.2816 | 11.6208 | 50.2815 | 11.6207 | 50.2815 | 11.6203 | 50.2815 | 11.6199 | 50.2812
78 | 11.6201 | 50.2816 | 11.6203 | 50.2818
79 | 11.6201 | 50.2816 | 11.6202 | 50.2816
80 | 11.62 | 50.2816 | 11.62 | 50.2817
81 | 11.6201 | 50.2816 | 11.62 | 50.2816
82 | 11.6201 | 50.2816 | 11.6201 | 50.2816
83 | 11.6221 | 50.2831 | 11.6221 | 50.2832 | 11.622 | 50.2831 | 11.622 | 50.2828 | 11.6219 | 50.2826 | 11.6218 | 50.2824 | 11.6217 | 50.2823 | 11.6215 | 50.2821 | 11.6215 | 50.2821 | 11.6215 | 50.2821 | 11.6214 | 50.282 | 11.6213 | 50.2819 | 11.6212 | 50.2818 | 11.6211 | 50.2818 | 11.6209 | 50.2816 | 11.6208 | 50.2815 | 11.6207 | 50.2815 | 11.6203 | 50.2815 | 11.6201 | 50.2816
84 | 11.62 | 50.2814 | 11.6199 | 50.2814
85 | 11.6221 | 50.2831 | 11.6221 | 50.2832 | 11.6221 | 50.2831 | 11.622 | 50.2828 | 11.6219 | 50.2826 | 11.6218 | 50.2824 | 11.6217 | 50.2823 | 11.6215 | 50.2821 | 11.6214 | 50.282 | 11.6211 | 50.2818 | 11.6207 | 50.2815 | 11.6207 | 50.2815 | 11.6203 | 50.2815 | 11.62 | 50.2814
86 | 11.6221 | 50.2813 | 11.6219 | 50.2813
87 | 11.6219 | 50.2811 | 11.6217 | 50.281
88 | 11.6221 | 50.2813 | 11.622 | 50.2813 | 11.6219 | 50.2811
89 | 11.6221 | 50.2831 | 11.6221 | 50.2832 | 11.6221 | 50.2831 | 11.622 | 50.2828 | 11.6219 | 50.2826 | 11.6218 | 50.2824 | 11.6218 | 50.2821 | 11.6218 | 50.2821 | 11.6217 | 50.2817 | 11.6218 | 50.2817 | 11.6219 | 50.2817 | 11.6221 | 50.2817 | 11.6222 | 50.2817 | 11.6221 | 50.2813
90 | 11.6202 | 50.2816 | 11.6202 | 50.2817
91 | 11.6221 | 50.2831 | 11.6221 | 50.2832 | 11.6221 | 50.2831 | 11.622 | 50.2828 | 11.6219 | 50.2826 | 11.6218 | 50.2824 | 11.6217 | 50.2823 | 11.6216 | 50.2822 | 11.6216 | 50.2821 | 11.6215 | 50.2821 | 11.6214 | 50.282 | 11.6213 | 50.2819 | 11.6212 | 50.2819 | 11.6211 | 50.2818 | 11.6209 | 50.2816 | 11.6208 | 50.2816 | 11.6207 | 50.2815 | 11.6203 | 50.2815 | 11.6202 | 50.2816
92 | 11.62 | 50.283 | 11.62 | 50.2829
93 | 11.6196 | 50.2829 | 11.6196 | 50.2827
94 | 11.6221 | 50.2833 | 11.6223 | 50.2833
95 | 11.6222 | 50.2834 | 11.6223 | 50.2834
96 | 11.6219 | 50.2834 | 11.6218 | 50.2834
97 | 11.6214 | 50.2832 | 11.6212 | 50.2833
98 | 11.6192 | 50.2828 | 11.6193 | 50.2826
99 | 11.6196 | 50.2829 | 11.6195 | 50.2829
100 | 11.6198 | 50.283 | 11.6196 | 50.283
101 | 11.6198 | 50.283 | 11.6198 | 50.2828
102 | 11.6201 | 50.2831 | 11.6201 | 50.2831
103 | 11.6201 | 50.283 | 11.6201 | 50.2829
104 | 11.6204 | 50.2831 | 11.6204 | 50.283
105 | 11.6203 | 50.2831 | 11.6202 | 50.2832
106 | 11.6221 | 50.2833 | 11.6222 | 50.2832
107 | 11.6218 | 50.2833 | 11.6218 | 50.2832
108 | 11.6216 | 50.2833 | 11.6217 | 50.2831
109 | 11.6215 | 50.2832 | 11.6215 | 50.2831
110 | 11.6215 | 50.2832 | 11.6214 | 50.2832
111 | 11.6214 | 50.2832 | 11.6213 | 50.2832
112 | 11.6196 | 50.2829 | 11.6192 | 50.2828
113 | 11.6198 | 50.283 | 11.6196 | 50.2829
114 | 11.6198 | 50.283 | 11.6198 | 50.283
115 | 11.62 | 50.283 | 11.6198 | 50.283
116 | 11.6201 | 50.283 | 11.62 | 50.283
117 | 11.6201 | 50.2831 | 11.6201 | 50.283
118 | 11.6203 | 50.2831 | 11.6201 | 50.2831
119 | 11.6204 | 50.2831 | 11.6203 | 50.2831
120 | 11.6214 | 50.2832 | 11.6212 | 50.2832 | 11.6204 | 50.2831
121 | 11.6214 | 50.2832 | 11.6214 | 50.2832
122 | 11.6215 | 50.2832 | 11.6214 | 50.2832
123 | 11.6215 | 50.2832 | 11.6215 | 50.2832
124 | 11.6216 | 50.2833 | 11.6215 | 50.2832
125 | 11.6218 | 50.2833 | 11.6216 | 50.2833
126 | 11.6219 | 50.2834 | 11.6218 | 50.2833
127 | 11.6222 | 50.2834 | 11.6222 | 50.2835 | 11.6221 | 50.2835 | 11.6219 | 50.2834
128 | 11.6221 | 50.2833 | 11.6222 | 50.2834
129 | 11.6221 | 50.2833 | 11.6221 | 50.2833
130 | 11.6221 | 50.2831 | 11.6221 | 50.2832 | 11.6221 | 50.2833
131 | 11.6221 | 50.2812 | 11.6221 | 50.2812
132 | 11.6221 | 50.2831 | 11.6221 | 50.2832 | 11.6221 | 50.2831 | 11.622 | 50.2828 | 11.6219 | 50.2827 | 11.6218 | 50.2824 | 11.6218 | 50.2821 | 11.6218 | 50.2821 | 11.6217 | 50.2817 | 11.6218 | 50.2817 | 11.6219 | 50.2817 | 11.6221 | 50.2817 | 11.6222 | 50.2817 | 11.6221 | 50.2813 | 11.6221 | 50.2813 | 11.6221 | 50.2812
133 | 11.6217 | 50.2816 | 11.6218 | 50.2815
134 | 11.6214 | 50.281 | 11.6212 | 50.281
135 | 11.6217 | 50.2816 | 11.6215 | 50.2811 | 11.6214 | 50.281
136 | 11.6221 | 50.2831 | 11.6221 | 50.2832 | 11.6221 | 50.2831 | 11.622 | 50.2828 | 11.6219 | 50.2827 | 11.6218 | 50.2824 | 11.6218 | 50.2821 | 11.6218 | 50.2821 | 11.6217 | 50.2817 | 11.6217 | 50.2816 | 11.6217 | 50.2816
137 | 11.6217 | 50.2846 | 11.6215 | 50.2846
138 | 11.6225 | 50.2838 | 11.6226 | 50.2837
139 | 11.6224 | 50.2837 | 11.6227 | 50.2835
140 | 11.6225 | 50.2841 | 11.6225 | 50.2841
141 | 11.6216 | 50.2845 | 11.6214 | 50.2845
142 | 11.6224 | 50.2837 | 11.6222 | 50.2837
143 | 11.6219 | 50.2841 | 11.6219 | 50.2841
144 | 11.6226 | 50.2841 | 11.6226 | 50.2842
145 | 11.6217 | 50.2842 | 11.6217 | 50.2842
146 | 11.6226 | 50.2839 | 11.6224 | 50.2839
147 | 11.6216 | 50.2845 | 11.6217 | 50.2846
148 | 11.6217 | 50.2842 | 11.6214 | 50.2843 | 11.6216 | 50.2845
149 | 11.6219 | 50.2841 | 11.6217 | 50.2842
150 | 11.6225 | 50.2841 | 11.6224 | 50.2841 | 11.6219 | 50.2841
151 | 11.6226 | 50.2841 | 11.6225 | 50.2841
152 | 11.6226 | 50.2839 | 11.6228 | 50.284 | 11.6226 | 50.2841
153 | 11.6225 | 50.2838 | 11.6226 | 50.2839
154 | 11.6224 | 50.2837 | 11.6225 | 50.2838 | 11.6225 | 50.2838
155 | 11.6224 | 50.2837 | 11.6224 | 50.2837
156 | 11.6221 | 50.2831 | 11.6221 | 50.2832 | 11.6221 | 50.2833 | 11.6222 | 50.2834 | 11.6222 | 50.2834 | 11.6222 | 50.2835 | 11.6224 | 50.2837
157 | 11.6219 | 50.2844 | 11.6218 | 50.2844
158 | 11.6221 | 50.2831 | 11.6221 | 50.2832 | 11.6221 | 50.2833 | 11.6222 | 50.2834 | 11.6222 | 50.2835 | 11.6222 | 50.2835 | 11.6224 | 50.2837 | 11.6224 | 50.2838 | 11.6225 | 50.2838 | 11.6225 | 50.2838 | 11.6226 | 50.2839 | 11.6228 | 50.284 | 11.6226 | 50.2841 | 11.6225 | 50.2841 | 11.6224 | 50.2841 | 11.6219 | 50.2841 | 11.6217 | 50.2842 | 11.6214 | 50.2843 | 11.6219 | 50.2844
159 | 11.6206 | 50.2816 | 11.6206 | 50.2816
160 | 11.6205 | 50.2816 | 11.6203 | 50.2816
161 | 11.6206 | 50.2816 | 11.6205 | 50.2816
162 | 11.6221 | 50.2831 | 11.6221 | 50.2832 | 11.6221 | 50.2831 | 11.622 | 50.2829 | 11.622 | 50.2827 | 11.6218 | 50.2824 | 11.6217 | 50.2823 | 11.6216 | 50.2822 | 11.6214 | 50.282 | 11.6212 | 50.2818 | 11.6207 | 50.2815 | 11.6207 | 50.2815 | 11.6206 | 50.2816
163 | 11.6207 | 50.2814 | 11.6207 | 50.2813
164 | 11.6206 | 50.2814 | 11.6204 | 50.2814
165 | 11.6207 | 50.2814 | 11.6206 | 50.2814
166 | 11.6221 | 50.2831 | 11.6221 | 50.2832 | 11.6221 | 50.2831 | 11.622 | 50.2829 | 11.622 | 50.2827 | 11.6218 | 50.2824 | 11.6217 | 50.2823 | 11.6216 | 50.2822 | 11.6214 | 50.282 | 11.6212 | 50.2818 | 11.6207 | 50.2815 | 11.6207 | 50.2815 | 11.6207 | 50.2814
167 | 11.6222 | 50.2844 | 11.6221 | 50.2844
168 | 11.6231 | 50.2842 | 11.6232 | 50.2841
169 | 11.623 | 50.2844 | 11.6229 | 50.2845
170 | 11.6226 | 50.2844 | 11.6225 | 50.2845
171 | 11.6232 | 50.2843 | 11.623 | 50.2842
172 | 11.6231 | 50.2842 | 11.6229 | 50.2842
173 | 11.6226 | 50.2844 | 11.6222 | 50.2844
174 | 11.623 | 50.2844 | 11.6226 | 50.2844
175 | 11.6232 | 50.2843 | 11.6233 | 50.2843 | 11.6231 | 50.2844 | 11.623 | 50.2844 | 11.623 | 50.2844
176 | 11.6231 | 50.2842 | 11.6232 | 50.2843
177 | 11.6231 | 50.2842 | 11.6231 | 50.2842
178 | 11.6221 | 50.2831 | 11.6221 | 50.2832 | 11.6222 | 50.2833 | 11.6222 | 50.2834 | 11.6222 | 50.2835 | 11.6222 | 50.2835 | 11.6223 | 50.2836 | 11.6223 | 50.2836 | 11.6225 | 50.2838 | 11.6226 | 50.2839 | 11.6227 | 50.284 | 11.6228 | 50.284 | 11.6229 | 50.2841 | 11.6231 | 50.2842
179 | 11.6211 | 50.2843 | 11.6211 | 50.284
180 | 11.6221 | 50.2831 | 11.6221 | 50.2832 | 11.6222 | 50.2833 | 11.6222 | 50.2834 | 11.6222 | 50.2835 | 11.6222 | 50.2835 | 11.6224 | 50.2837 | 11.6225 | 50.2838 | 11.6225 | 50.2838 | 11.6225 | 50.2838 | 11.6226 | 50.2839 | 11.6228 | 50.284 | 11.6226 | 50.2841 | 11.6225 | 50.2841 | 11.6224 | 50.2841 | 11.622 | 50.2842 | 11.6217 | 50.2842 | 11.6214 | 50.2843 | 11.6211 | 50.2843
181 | 11.624 | 50.2848 | 11.624 | 50.2847
182 | 11.6237 | 50.2846 | 11.6237 | 50.2844
183 | 11.6236 | 50.2845 | 11.6237 | 50.2842
184 | 11.6235 | 50.2845 | 11.6236 | 50.2843
185 | 11.6237 | 50.2846 | 11.6235 | 50.2846
186 | 11.6239 | 50.2847 | 11.6237 | 50.2847
187 | 11.6239 | 50.2847 | 11.624 | 50.2848
188 | 11.6237 | 50.2846 | 11.6238 | 50.2847 | 11.6239 | 50.2847
189 | 11.6237 | 50.2846 | 11.6237 | 50.2846
190 | 11.6236 | 50.2845 | 11.6236 | 50.2845 | 11.6237 | 50.2846
191 | 11.6235 | 50.2845 | 11.6236 | 50.2845
192 | 11.6221 | 50.2831 | 11.6221 | 50.2832 | 11.6222 | 50.2833 | 11.6222 | 50.2834 | 11.6222 | 50.2835 | 11.6222 | 50.2835 | 11.6223 | 50.2836 | 11.6223 | 50.2836 | 11.6225 | 50.2838 | 11.6226 | 50.2839 | 11.6227 | 50.284 | 11.6228 | 50.284 | 11.6229 | 50.2841 | 11.6231 | 50.2842 | 11.6231 | 50.2842 | 11.6232 | 50.2843 | 11.6233 | 50.2843 | 11.6235 | 50.2845
193 | 11.6215 | 50.2813 | 11.6213 | 50.2813
194 | 11.6222 | 50.2831 | 11.6222 | 50.2832 | 11.6221 | 50.2831 | 11.6221 | 50.2829 | 11.622 | 50.2827 | 11.6219 | 50.2825 | 11.6218 | 50.2822 | 11.6218 | 50.2821 | 11.6217 | 50.2818 | 11.6217 | 50.2817 | 11.6215 | 50.2813
195 | 11.6213 | 50.2844 | 11.6212 | 50.2844
196 | 11.6222 | 50.2831 | 11.6222 | 50.2832 | 11.6222 | 50.2833 | 11.6222 | 50.2834 | 11.6222 | 50.2835 | 11.6222 | 50.2835 | 11.6224 | 50.2837 | 11.6225 | 50.2838 | 11.6225 | 50.2838 | 11.6225 | 50.2839 | 11.6226 | 50.2839 | 11.6228 | 50.284 | 11.6226 | 50.2841 | 11.6225 | 50.2841 | 11.6224 | 50.2842 | 11.622 | 50.2842 | 11.6217 | 50.2842 | 11.6214 | 50.2844 | 11.6213 | 50.2844
197 | 11.6224 | 50.2844 | 11.6223 | 50.2845
198 | 11.6222 | 50.2831 | 11.6222 | 50.2833 | 11.6222 | 50.2833 | 11.6222 | 50.2834 | 11.6222 | 50.2835 | 11.6222 | 50.2835 | 11.6224 | 50.2837 | 11.6225 | 50.2838 | 11.6225 | 50.2838 | 11.6225 | 50.2839 | 11.6226 | 50.2839 | 11.6228 | 50.284 | 11.6229 | 50.2841 | 11.6231 | 50.2842 | 11.6231 | 50.2843 | 11.6232 | 50.2843 | 11.6233 | 50.2844 | 11.6232 | 50.2845 | 11.623 | 50.2845 | 11.6224 | 50.2844
199 | 11.6239 | 50.2846 | 11.6239 | 50.2846
200 | 11.6222 | 50.2831 | 11.6222 | 50.2833 | 11.6222 | 50.2833 | 11.6222 | 50.2834 | 11.6222 | 50.2835 | 11.6222 | 50.2835 | 11.6224 | 50.2837 | 11.6225 | 50.2838 | 11.6225 | 50.2838 | 11.6225 | 50.2839 | 11.6226 | 50.2839 | 11.6228 | 50.2841 | 11.6229 | 50.2841 | 11.6231 | 50.2842 | 11.6231 | 50.2843 | 11.6232 | 50.2843 | 11.6233 | 50.2844 | 11.6236 | 50.2845 | 11.6236 | 50.2845 | 11.6236 | 50.2845 | 11.6238 | 50.2847 | 11.6239 | 50.2846
201 | 11.6228 | 50.284 | 11.6227 | 50.2839
202 | 11.6227 | 50.284 | 11.6227 | 50.2838
203 | 11.6224 | 50.2842 | 11.6222 | 50.284
204 | 11.6222 | 50.2842 | 11.6221 | 50.2842
205 | 11.6216 | 50.2843 | 11.6213 | 50.2841
206 | 11.6222 | 50.2842 | 11.6216 | 50.2843
207 | 11.6224 | 50.2842 | 11.6222 | 50.2842
208 | 11.6228 | 50.284 | 11.6228 | 50.2841 | 11.6226 | 50.2842 | 11.6226 | 50.2842 | 11.6224 | 50.2842 | 11.6224 | 50.2842
209 | 11.6227 | 50.284 | 11.6228 | 50.284
210 | 11.6222 | 50.2831 | 11.6222 | 50.2833 | 11.6222 | 50.2833 | 11.6222 | 50.2834 | 11.6222 | 50.2835 | 11.6222 | 50.2835 | 11.6224 | 50.2838 | 11.6225 | 50.2838 | 11.6225 | 50.2838 | 11.6227 | 50.284
211 | 11.6207 | 50.283 | 11.6206 | 50.2828
212 | 11.6206 | 50.2829 | 11.6204 | 50.2829
213 | 11.6203 | 50.2828 | 11.6201 | 50.2827
214 | 11.6209 | 50.2831 | 11.6209 | 50.2829
215 | 11.6207 | 50.283 | 11.6206 | 50.283
216 | 11.6206 | 50.2829 | 11.6203 | 50.2828
217 | 11.6207 | 50.283 | 11.6206 | 50.2829
218 | 11.6207 | 50.283 | 11.6207 | 50.283
219 | 11.6209 | 50.2831 | 11.6207 | 50.283
220 | 11.6222 | 50.2831 | 11.6222 | 50.2833 | 11.6222 | 50.2833 | 11.6222 | 50.2834 | 11.6222 | 50.2835 | 11.6223 | 50.2835 | 11.6222 | 50.2836 | 11.622 | 50.2835 | 11.6219 | 50.2834 | 11.6217 | 50.2833 | 11.6216 | 50.2833 | 11.6216 | 50.2833 | 11.6214 | 50.2833 | 11.6214 | 50.2833 | 11.6213 | 50.2832 | 11.6209 | 50.2831
221 | 11.6224 | 50.2837 | 11.6226 | 50.2834
222 | 11.6233 | 50.2847 | 11.6232 | 50.2846
223 | 11.6224 | 50.2837 | 11.6221 | 50.2836
224 | 11.6224 | 50.2837 | 11.6225 | 50.2839 | 11.6227 | 50.284 | 11.6228 | 50.284 | 11.6228 | 50.2841 | 11.623 | 50.2842 | 11.6231 | 50.2843 | 11.6232 | 50.2843 | 11.6232 | 50.2843 | 11.6233 | 50.2844 | 11.6232 | 50.2845 | 11.6233 | 50.2847
225 | 11.6224 | 50.2837 | 11.6224 | 50.2837
226 | 11.6222 | 50.2831 | 11.6222 | 50.2833 | 11.6222 | 50.2833 | 11.6222 | 50.2834 | 11.6223 | 50.2835 | 11.6223 | 50.2835 | 11.6224 | 50.2837
227 | 11.6236 | 50.2846 | 11.6233 | 50.2845
228 | 11.6222 | 50.2831 | 11.6222 | 50.2833 | 11.6222 | 50.2833 | 11.6222 | 50.2834 | 11.6223 | 50.2835 | 11.6223 | 50.2835 | 11.6224 | 50.2837 | 11.6224 | 50.2837 | 11.6225 | 50.2839 | 11.6227 | 50.284 | 11.6228 | 50.284 | 11.6228 | 50.2841 | 11.623 | 50.2842 | 11.6231 | 50.2843 | 11.6232 | 50.2843 | 11.6232 | 50.2843 | 11.6233 | 50.2844 | 11.6236 | 50.2845 | 11.6236 | 50.2846 | 11.6236 | 50.2846 | 11.6236 | 50.2846
229 | 11.6234 | 50.2845 | 11.6234 | 50.2842
230 | 11.6233 | 50.2844 | 11.6233 | 50.2842
231 | 11.6233 | 50.2844 | 11.6234 | 50.2845
232 | 11.6222 | 50.2831 | 11.6222 | 50.2833 | 11.6222 | 50.2833 | 11.6222 | 50.2834 | 11.6223 | 50.2835 | 11.6223 | 50.2835 | 11.6224 | 50.2837 | 11.6224 | 50.2837 | 11.6226 | 50.2839 | 11.6227 | 50.284 | 11.6228 | 50.284 | 11.6229 | 50.2841 | 11.623 | 50.2842 | 11.6231 | 50.2843 | 11.6232 | 50.2843 | 11.6232 | 50.2843 | 11.6233 | 50.2844 | 11.6233 | 50.2844
233 | 11.6206 | 50.2833 | 11.6205 | 50.2832
234 | 11.621 | 50.2833 | 11.6209 | 50.2833
235 | 11.621 | 50.2833 | 11.6206 | 50.2833
236 | 11.6222 | 50.2831 | 11.6222 | 50.2833 | 11.6222 | 50.2834 | 11.6222 | 50.2834 | 11.6223 | 50.2835 | 11.6223 | 50.2835 | 11.6222 | 50.2836 | 11.6213 | 50.2833 | 11.621 | 50.2833
237 | 11.6232 | 50.284 | 11.6229 | 50.2838
238 | 11.6233 | 50.2839 | 11.6234 | 50.2839
239 | 11.6232 | 50.284 | 11.6233 | 50.2839
240 | 11.6222 | 50.2831 | 11.6222 | 50.2833 | 11.6222 | 50.2834 | 11.6222 | 50.2834 | 11.6223 | 50.2835 | 11.6223 | 50.2836 | 11.6224 | 50.2837 | 11.6224 | 50.2837 | 11.6226 | 50.2839 | 11.6227 | 50.284 | 11.6228 | 50.284 | 11.6229 | 50.2841 | 11.623 | 50.2842 | 11.6232 | 50.284
241 | 11.6234 | 50.2838 | 11.6232 | 50.2836
242 | 11.6222 | 50.2831 | 11.6222 | 50.2833 | 11.6222 | 50.2832 | 11.6226 | 50.2832 | 11.6233 | 50.2834 | 11.6236 | 50.2837 | 11.6234 | 50.2838
243 | 11.6231 | 50.2841 | 11.6228 | 50.2839
244 | 11.6233 | 50.2839 | 11.6231 | 50.2837
245 | 11.6231 | 50.2841 | 11.6233 | 50.2839
246 | 11.6222 | 50.2831 | 11.6222 | 50.2833 | 11.6222 | 50.2834 | 11.6223 | 50.2835 | 11.6223 | 50.2835 | 11.6223 | 50.2836 | 11.6224 | 50.2837 | 11.6224 | 50.2837 | 11.6226 | 50.2839 | 11.6227 | 50.284 | 11.6228 | 50.2841 | 11.6229 | 50.2841 | 11.623 | 50.2842 | 11.6231 | 50.2841
247 | 11.6215 | 50.2831 | 11.6214 | 50.2829
248 | 11.6215 | 50.283 | 11.6215 | 50.2828
249 | 11.6215 | 50.2831 | 11.6215 | 50.283
250 | 11.6222 | 50.2831 | 11.6222 | 50.2833 | 11.6222 | 50.2834 | 11.6223 | 50.2835 | 11.6223 | 50.2835 | 11.6223 | 50.2836 | 11.6222 | 50.2836 | 11.6213 | 50.2833 | 11.6215 | 50.2831
251 | 11.6217 | 50.2826 | 11.6217 | 50.2825
252 | 11.6215 | 50.2829 | 11.6211 | 50.2827
253 | 11.6216 | 50.2828 | 11.6213 | 50.2826
254 | 11.6216 | 50.2828 | 11.6215 | 50.2829
255 | 11.6217 | 50.2826 | 11.6216 | 50.2828
256 | 11.6222 | 50.2831 | 11.6222 | 50.2833 | 11.6222 | 50.2832 | 11.6222 | 50.2831 | 11.6222 | 50.2831 | 11.6221 | 50.2829 | 11.6221 | 50.2828 | 11.622 | 50.2827 | 11.6219 | 50.2825 | 11.6217 | 50.2826
257 | 11.6214 | 50.2832 | 11.6213 | 50.283
258 | 11.6215 | 50.283 | 11.6211 | 50.2828
259 | 11.6214 | 50.2832 | 11.6215 | 50.283
260 | 11.6222 | 50.2831 | 11.6222 | 50.2833 | 11.6222 | 50.2834 | 11.6223 | 50.2835 | 11.6223 | 50.2836 | 11.6223 | 50.2836 | 11.6222 | 50.2836 | 11.6221 | 50.2835 | 11.6219 | 50.2835 | 11.6218 | 50.2834 | 11.6217 | 50.2834 | 11.6216 | 50.2834 | 11.6215 | 50.2833 | 11.6215 | 50.2833 | 11.6213 | 50.2833 | 11.6214 | 50.2832
261 | 11.6219 | 50.2821 | 11.622 | 50.2819
262 | 11.6222 | 50.2831 | 11.6222 | 50.2833 | 11.6222 | 50.2832 | 11.6222 | 50.2832 | 11.6222 | 50.2831 | 11.6221 | 50.2829 | 11.6221 | 50.2828 | 11.622 | 50.2827 | 11.6219 | 50.2825 | 11.6219 | 50.2822 | 11.6219 | 50.2822 | 11.6219 | 50.2821
263 | 11.6216 | 50.2829 | 11.6215 | 50.2827
264 | 11.6217 | 50.2827 | 11.6211 | 50.2824
265 | 11.6217 | 50.2827 | 11.6216 | 50.2829
266 | 11.6222 | 50.2831 | 11.6222 | 50.2833 | 11.6222 | 50.2832 | 11.6221 | 50.283 | 11.6221 | 50.2828 | 11.6219 | 50.2825 | 11.6217 | 50.2827
267 | 11.6211 | 50.2832 | 11.6208 | 50.2831
268 | 11.6211 | 50.2833 | 11.621 | 50.283
269 | 11.6211 | 50.2833 | 11.6211 | 50.2832
270 | 11.6222 | 50.2831 | 11.6222 | 50.2833 | 11.6223 | 50.2834 | 11.6223 | 50.2835 | 11.6223 | 50.2836 | 11.6223 | 50.2836 | 11.6222 | 50.2836 | 11.6213 | 50.2833 | 11.6211 | 50.2833
271 | 11.6231 | 50.2843 | 11.6228 | 50.2841
272 | 11.6222 | 50.2831 | 11.6222 | 50.2833 | 11.6223 | 50.2834 | 11.6223 | 50.2835 | 11.6223 | 50.2836 | 11.6223 | 50.2836 | 11.6225 | 50.2838 | 11.6226 | 50.2839 | 11.6226 | 50.2839 | 11.6226 | 50.2839 | 11.6227 | 50.284 | 11.6229 | 50.2841 | 11.623 | 50.2842 | 11.6231 | 50.2843
273 | 11.622 | 50.2824 | 11.622 | 50.2822
274 | 11.622 | 50.2823 | 11.6223 | 50.282
275 | 11.622 | 50.2825 | 11.6223 | 50.2822
276 | 11.622 | 50.2825 | 11.622 | 50.2824
277 | 11.622 | 50.2825 | 11.622 | 50.2823
278 | 11.622 | 50.2824 | 11.622 | 50.2823
279 | 11.622 | 50.2825 | 11.622 | 50.2824
280 | 11.622 | 50.2825 | 11.622 | 50.2825
281 | 11.622 | 50.2825 | 11.622 | 50.2825
282 | 11.6223 | 50.2831 | 11.6223 | 50.2833 | 11.6222 | 50.2832 | 11.6222 | 50.283 | 11.6221 | 50.2828 | 11.622 | 50.2826 | 11.622 | 50.2825
283 | 11.6234 | 50.2833 | 11.6234 | 50.2832
284 | 11.6223 | 50.2831 | 11.6223 | 50.2833 | 11.6222 | 50.2832 | 11.6226 | 50.2833 | 11.6233 | 50.2835 | 11.6234 | 50.2833
285 | 11.6229 | 50.2829 | 11.6226 | 50.2825
286 | 11.623 | 50.2831 | 11.6227 | 50.283
287 | 11.6229 | 50.2829 | 11.623 | 50.2831
288 | 11.6223 | 50.2831 | 11.6223 | 50.2834 | 11.6222 | 50.2832 | 11.6226 | 50.2833 | 11.6229 | 50.2829
289 | 11.6213 | 50.2839 | 11.6212 | 50.2839
290 | 11.6214 | 50.2839 | 11.6211 | 50.2836
291 | 11.6218 | 50.2839 | 11.6216 | 50.2838
292 | 11.6216 | 50.2839 | 11.6214 | 50.2838
293 | 11.6214 | 50.2839 | 11.6213 | 50.2839
294 | 11.6216 | 50.2839 | 11.6214 | 50.2839
295 | 11.6218 | 50.2839 | 11.6216 | 50.2839
296 | 11.6223 | 50.2831 | 11.6223 | 50.2834 | 11.6223 | 50.2834 | 11.6223 | 50.2835 | 11.6223 | 50.2836 | 11.6223 | 50.2836 | 11.6222 | 50.2836 | 11.6219 | 50.2838 | 11.6218 | 50.2839
297 | 11.6234 | 50.2836 | 11.623 | 50.2835
298 | 11.6223 | 50.2831 | 11.6223 | 50.2834 | 11.6222 | 50.2833 | 11.6226 | 50.2833 | 11.6233 | 50.2835 | 11.6234 | 50.2836
299 | 11.6222 | 50.284 | 11.622 | 50.2838
300 | 11.6223 | 50.2831 | 11.6223 | 50.2834 | 11.6223 | 50.2834 | 11.6223 | 50.2835 | 11.6223 | 50.2836 | 11.6224 | 50.2836 | 11.6223 | 50.2837 | 11.6219 | 50.2838 | 11.6222 | 50.284
301 | 11.6218 | 50.2839 | 11.6215 | 50.2835
302 | 11.6223 | 50.2831 | 11.6223 | 50.2834 | 11.6223 | 50.2834 | 11.6223 | 50.2835 | 11.6224 | 50.2836 | 11.6224 | 50.2836 | 11.6223 | 50.2837 | 11.6219 | 50.2838 | 11.6218 | 50.2839
303 | 11.6227 | 50.2831 | 11.6222 | 50.2828
304 | 11.6223 | 50.2831 | 11.6223 | 50.2834 | 11.6223 | 50.2833 | 11.6226 | 50.2833 | 11.6227 | 50.2831
305 | 11.6221 | 50.2838 | 11.6219 | 50.2836
306 | 11.6223 | 50.2831 | 11.6223 | 50.2834 | 11.6223 | 50.2834 | 11.6223 | 50.2835 | 11.6224 | 50.2836 | 11.6224 | 50.2836 | 11.6223 | 50.2837 | 11.6221 | 50.2838

## bus_geodata
| x | y | coords
0 | 11.6221 | 50.2831
1 | 11.6221 | 50.2833
2 | 11.6221 | 50.2831
3 | 11.6221 | 50.2833
4 | 11.6221 | 50.2833
5 | 11.622 | 50.283
6 | 11.622 | 50.2829
7 | 11.6222 | 50.2834
8 | 11.622 | 50.2828
9 | 11.6224 | 50.2837
10 | 11.6224 | 50.2837
11 | 11.622 | 50.2827
12 | 11.6219 | 50.2834
13 | 11.6221 | 50.2838
14 | 11.6224 | 50.2837
15 | 11.6219 | 50.2826
16 | 11.6227 | 50.2831
17 | 11.6219 | 50.2826
18 | 11.6218 | 50.2833
19 | 11.6224 | 50.2837
20 | 11.6219 | 50.2825
21 | 11.6225 | 50.2838
22 | 11.6218 | 50.2839
23 | 11.6216 | 50.2833
24 | 11.6218 | 50.2839
25 | 11.6226 | 50.2839
26 | 11.6215 | 50.2832
27 | 11.6229 | 50.2829
28 | 11.6227 | 50.284
29 | 11.6215 | 50.2832
30 | 11.622 | 50.2825
31 | 11.6222 | 50.284
32 | 11.6228 | 50.284
33 | 11.6216 | 50.2839
34 | 11.622 | 50.2825
35 | 11.6214 | 50.2832
36 | 11.6214 | 50.2832
37 | 11.622 | 50.2825
38 | 11.6234 | 50.2836
39 | 11.6217 | 50.2822
40 | 11.6217 | 50.2826
41 | 11.6214 | 50.2839
42 | 11.6213 | 50.2839
43 | 11.623 | 50.2831
44 | 11.622 | 50.2824
45 | 11.6217 | 50.2827
46 | 11.6234 | 50.2833
47 | 11.622 | 50.2823
48 | 11.6231 | 50.2843
49 | 11.6226 | 50.2841
50 | 11.6214 | 50.2832
51 | 11.6215 | 50.2821
52 | 11.6231 | 50.2841
53 | 11.6218 | 50.2821
54 | 11.6225 | 50.2841
55 | 11.6211 | 50.2833
56 | 11.621 | 50.2833
57 | 11.6216 | 50.2828
58 | 11.6231 | 50.2842
59 | 11.6211 | 50.2832
60 | 11.6214 | 50.282
61 | 11.6232 | 50.284
62 | 11.6231 | 50.2842
63 | 11.6215 | 50.2831
64 | 11.6214 | 50.282
65 | 11.6216 | 50.2829
66 | 11.6219 | 50.2821
67 | 11.6232 | 50.2843
68 | 11.6224 | 50.2842
69 | 11.6215 | 50.283
70 | 11.6209 | 50.2831
71 | 11.6213 | 50.282
72 | 11.6215 | 50.2829
73 | 11.6215 | 50.283
74 | 11.6222 | 50.2842
75 | 11.6233 | 50.2839
76 | 11.6233 | 50.2844
77 | 11.6234 | 50.2838
78 | 11.6213 | 50.2819
79 | 11.6233 | 50.2839
80 | 11.6207 | 50.283
81 | 11.6206 | 50.2833
82 | 11.6234 | 50.2845
83 | 11.6212 | 50.2818
84 | 11.6207 | 50.283
85 | 11.6219 | 50.2841
86 | 11.6204 | 50.2831
87 | 11.6206 | 50.2829
88 | 11.623 | 50.2844
89 | 11.6211 | 50.2817
90 | 11.6235 | 50.2845
91 | 11.6203 | 50.2831
92 | 11.6236 | 50.2845
93 | 11.6236 | 50.2846
94 | 11.6217 | 50.2842
95 | 11.6217 | 50.2816
96 | 11.6233 | 50.2847
97 | 11.6237 | 50.2846
98 | 11.6201 | 50.2831
99 | 11.6237 | 50.2846
100 | 11.6201 | 50.283
101 | 11.6209 | 50.2816
102 | 11.6203 | 50.2828
103 | 11.6216 | 50.2843
104 | 11.6226 | 50.2844
105 | 11.62 | 50.283
106 | 11.6213 | 50.2815
107 | 11.6208 | 50.2815
108 | 11.6239 | 50.2847
109 | 11.6239 | 50.2846
110 | 11.6224 | 50.2844
111 | 11.6207 | 50.2814
112 | 11.6198 | 50.283
113 | 11.6198 | 50.283
114 | 11.6213 | 50.2844
115 | 11.6215 | 50.2813
116 | 11.624 | 50.2848
117 | 11.6207 | 50.2814
118 | 11.6211 | 50.2843
119 | 11.6222 | 50.2844
120 | 11.6206 | 50.2816
121 | 11.6196 | 50.2829
122 | 11.6206 | 50.2814
123 | 11.6205 | 50.2813
124 | 11.6216 | 50.2845
125 | 11.6205 | 50.2816
126 | 11.6205 | 50.2813
127 | 11.6221 | 50.2813
128 | 11.6219 | 50.2844
129 | 11.6204 | 50.2812
130 | 11.6217 | 50.2846
131 | 11.6214 | 50.281
132 | 11.6203 | 50.2811
133 | 11.6203 | 50.2811
134 | 11.6221 | 50.2812
135 | 11.6192 | 50.2828
136 | 11.6202 | 50.2816
137 | 11.6201 | 50.2816
138 | 11.6201 | 50.2816
139 | 11.6207 | 50.2811
140 | 11.6219 | 50.2811
141 | 11.6202 | 50.2811
142 | 11.6202 | 50.281
143 | 11.62 | 50.2814
144 | 11.62 | 50.2816
145 | 11.6201 | 50.281
146 | 11.6199 | 50.2812
147 | 11.6204 | 50.2808
148 | 11.62 | 50.2808
149 | 11.62 | 50.2808
150 | 11.6202 | 50.2805
151 | 11.6198 | 50.2805
152 | 11.6197 | 50.2805
153 | 11.6197 | 50.2803
154 | 11.6198 | 50.2801
155 | 11.6218 | 50.2815
156 | 11.6209 | 50.2818
157 | 11.6203 | 50.2818
158 | 11.6209 | 50.2823
159 | 11.6211 | 50.2816
160 | 11.6213 | 50.2818
161 | 11.622 | 50.282
162 | 11.6215 | 50.2823
163 | 11.6213 | 50.2821
164 | 11.6212 | 50.282
165 | 11.6203 | 50.2816
166 | 11.6202 | 50.2816
167 | 11.62 | 50.2817
168 | 11.6233 | 50.2845
169 | 11.624 | 50.2847
170 | 11.6239 | 50.2846
171 | 11.6237 | 50.2844
172 | 11.6237 | 50.2842
173 | 11.6232 | 50.2846
174 | 11.6236 | 50.2843
175 | 11.6234 | 50.2842
176 | 11.6235 | 50.2846
177 | 11.6237 | 50.2847
178 | 11.6215 | 50.2846
179 | 11.6214 | 50.2845
180 | 11.6212 | 50.2839
181 | 11.6215 | 50.2835
182 | 11.6211 | 50.2836
183 | 11.6211 | 50.284
184 | 11.6217 | 50.2842
185 | 11.6213 | 50.2841
186 | 11.6221 | 50.2844
187 | 11.6218 | 50.2844
188 | 11.6225 | 50.2841
189 | 11.6212 | 50.2844
190 | 11.6223 | 50.2845
191 | 11.6221 | 50.2842
192 | 11.6219 | 50.2841
193 | 11.6226 | 50.2842
194 | 11.6229 | 50.2845
195 | 11.6225 | 50.2845
196 | 11.623 | 50.2842
197 | 11.6229 | 50.2842
198 | 11.6228 | 50.2841
199 | 11.6228 | 50.2839
200 | 11.6227 | 50.2839
201 | 11.6217 | 50.2826
202 | 11.6223 | 50.282
203 | 11.6226 | 50.2834
204 | 11.6227 | 50.2838
205 | 11.6226 | 50.2837
206 | 11.6227 | 50.2835
207 | 11.6219 | 50.2813
208 | 11.6223 | 50.2833
209 | 11.6223 | 50.2834
210 | 11.6221 | 50.2812
211 | 11.6218 | 50.2832
212 | 11.6217 | 50.2831
213 | 11.6215 | 50.2831
214 | 11.6222 | 50.284
215 | 11.6222 | 50.2837
216 | 11.6221 | 50.2836
217 | 11.6216 | 50.2838
218 | 11.6214 | 50.2838
219 | 11.6223 | 50.2822
220 | 11.6226 | 50.2825
221 | 11.6221 | 50.2825
222 | 11.6219 | 50.2836
223 | 11.622 | 50.2838
224 | 11.6224 | 50.2839
225 | 11.6221 | 50.2826
226 | 11.622 | 50.2824
227 | 11.622 | 50.2823
228 | 11.622 | 50.2819
229 | 11.6214 | 50.2829
230 | 11.6227 | 50.283
231 | 11.6212 | 50.281
232 | 11.6217 | 50.2825
233 | 11.623 | 50.2835
234 | 11.6218 | 50.2828
235 | 11.6215 | 50.2827
236 | 11.6219 | 50.283
237 | 11.6218 | 50.2834
238 | 11.6198 | 50.2828
239 | 11.6201 | 50.2831
240 | 11.6208 | 50.2831
241 | 11.6222 | 50.2832
242 | 11.6206 | 50.283
243 | 11.6215 | 50.2819
244 | 11.621 | 50.283
245 | 11.6222 | 50.2828
246 | 11.6221 | 50.2827
247 | 11.622 | 50.2822
248 | 11.6214 | 50.2822
249 | 11.6219 | 50.2832
250 | 11.6234 | 50.2832
251 | 11.6222 | 50.2829
252 | 11.6229 | 50.2838
253 | 11.6232 | 50.2836
254 | 11.6231 | 50.2837
255 | 11.6232 | 50.2841
256 | 11.6233 | 50.2842
257 | 11.6234 | 50.2839
258 | 11.62 | 50.2829
259 | 11.6196 | 50.2827
260 | 11.6206 | 50.2828
261 | 11.6205 | 50.2832
262 | 11.6212 | 50.2833
263 | 11.6209 | 50.2833
264 | 11.6193 | 50.2826
265 | 11.6195 | 50.2829
266 | 11.6196 | 50.283
267 | 11.6204 | 50.2829
268 | 11.6201 | 50.2827
269 | 11.6209 | 50.2829
270 | 11.6213 | 50.283
271 | 11.6201 | 50.2829
272 | 11.6204 | 50.283
273 | 11.6202 | 50.2832
274 | 11.6211 | 50.2827
275 | 11.6213 | 50.2826
276 | 11.6211 | 50.2828
277 | 11.6214 | 50.2832
278 | 11.6213 | 50.2832
279 | 11.6211 | 50.2824
280 | 11.6215 | 50.2828
281 | 11.6217 | 50.281
282 | 11.6199 | 50.2814
283 | 11.6208 | 50.281
284 | 11.6201 | 50.2807
285 | 11.6198 | 50.2803
286 | 11.6204 | 50.2814
287 | 11.6203 | 50.2813
288 | 11.6198 | 50.2808
289 | 11.6197 | 50.2812
290 | 11.6204 | 50.2811
291 | 11.6204 | 50.281
292 | 11.6202 | 50.2812
293 | 11.62 | 50.281
294 | 11.6202 | 50.2817
295 | 11.6206 | 50.2816
296 | 11.62 | 50.2805
297 | 11.6199 | 50.2804
298 | 11.6196 | 50.28
299 | 11.6213 | 50.2813
300 | 11.6195 | 50.2805
301 | 11.6209 | 50.2814
302 | 11.6208 | 50.2814
303 | 11.6207 | 50.2813
304 | 11.6206 | 50.2813
305 | 11.6205 | 50.2812
306 | 11.6203 | 50.2809
307 | 11.6201 | 50.2811
308 | 11.6207 | 50.2817

## line_std_types
| name | r_ohm_per_km | x_ohm_per_km | max_i_ka | c_nf_per_km | q_mm2 | type | alpha
NAYY 4x50 SE |  | 0.642 | 0.083 | 0.142 | 210 | 50 | cs | 0.00403
NAYY 4x120 SE |  | 0.225 | 0.08 | 0.242 | 264 | 120 | cs | 0.00403
NAYY 4x150 SE |  | 0.208 | 0.08 | 0.27 | 261 | 150 | cs | 0.00403
NA2XS2Y 1x95 RM/25 12/20 kV |  | 0.313 | 0.132 | 0.252 | 216 | 95 | cs | 0.00403
NA2XS2Y 1x185 RM/25 12/20 kV |  | 0.161 | 0.117 | 0.362 | 273 | 185 | cs | 0.00403
NA2XS2Y 1x240 RM/25 12/20 kV |  | 0.122 | 0.112 | 0.421 | 304 | 240 | cs | 0.00403
NA2XS2Y 1x95 RM/25 6/10 kV |  | 0.313 | 0.123 | 0.249 | 315 | 95 | cs | 0.00403
NA2XS2Y 1x185 RM/25 6/10 kV |  | 0.161 | 0.11 | 0.358 | 406 | 185 | cs | 0.00403
NA2XS2Y 1x240 RM/25 6/10 kV |  | 0.122 | 0.105 | 0.416 | 456 | 240 | cs | 0.00403
NA2XS2Y 1x150 RM/25 12/20 kV |  | 0.206 | 0.116 | 0.319 | 250 | 150 | cs | 0.00403
NA2XS2Y 1x120 RM/25 12/20 kV |  | 0.253 | 0.119 | 0.283 | 230 | 120 | cs | 0.00403
NA2XS2Y 1x70 RM/25 12/20 kV |  | 0.443 | 0.132 | 0.22 | 190 | 70 | cs | 0.00403
NA2XS2Y 1x150 RM/25 6/10 kV |  | 0.206 | 0.11 | 0.315 | 360 | 150 | cs | 0.00403
NA2XS2Y 1x120 RM/25 6/10 kV |  | 0.253 | 0.113 | 0.28 | 340 | 120 | cs | 0.00403
NA2XS2Y 1x70 RM/25 6/10 kV |  | 0.443 | 0.123 | 0.217 | 280 | 70 | cs | 0.00403
N2XS(FL)2Y 1x120 RM/35 64/110 kV |  | 0.153 | 0.166 | 0.366 | 112 | 120 | cs | 0.00393
N2XS(FL)2Y 1x185 RM/35 64/110 kV |  | 0.099 | 0.156 | 0.457 | 125 | 185 | cs | 0.00393
N2XS(FL)2Y 1x240 RM/35 64/110 kV |  | 0.075 | 0.149 | 0.526 | 135 | 240 | cs | 0.00393
N2XS(FL)2Y 1x300 RM/35 64/110 kV |  | 0.06 | 0.144 | 0.588 | 144 | 300 | cs | 0.00393
15-AL1/3-ST1A 0.4 |  | 1.8769 | 0.35 | 0.105 | 11 | 16 | ol | 0.00403
24-AL1/4-ST1A 0.4 |  | 1.2012 | 0.335 | 0.14 | 11.25 | 24 | ol | 0.00403
48-AL1/8-ST1A 0.4 |  | 0.5939 | 0.3 | 0.21 | 12.2 | 48 | ol | 0.00403
94-AL1/15-ST1A 0.4 |  | 0.306 | 0.29 | 0.35 | 13.2 | 94 | ol | 0.00403
34-AL1/6-ST1A 10.0 |  | 0.8342 | 0.36 | 0.17 | 9.7 | 34 | ol | 0.00403
48-AL1/8-ST1A 10.0 |  | 0.5939 | 0.35 | 0.21 | 10.1 | 48 | ol | 0.00403
70-AL1/11-ST1A 10.0 |  | 0.4132 | 0.339 | 0.29 | 10.4 | 70 | ol | 0.00403
94-AL1/15-ST1A 10.0 |  | 0.306 | 0.33 | 0.35 | 10.75 | 94 | ol | 0.00403
122-AL1/20-ST1A 10.0 |  | 0.2376 | 0.323 | 0.41 | 11.1 | 122 | ol | 0.00403
149-AL1/24-ST1A 10.0 |  | 0.194 | 0.315 | 0.47 | 11.25 | 149 | ol | 0.00403
34-AL1/6-ST1A 20.0 |  | 0.8342 | 0.382 | 0.17 | 9.15 | 34 | ol | 0.00403
48-AL1/8-ST1A 20.0 |  | 0.5939 | 0.372 | 0.21 | 9.5 | 48 | ol | 0.00403
70-AL1/11-ST1A 20.0 |  | 0.4132 | 0.36 | 0.29 | 9.7 | 70 | ol | 0.00403
94-AL1/15-ST1A 20.0 |  | 0.306 | 0.35 | 0.35 | 10 | 94 | ol | 0.00403
122-AL1/20-ST1A 20.0 |  | 0.2376 | 0.344 | 0.41 | 10.3 | 122 | ol | 0.00403
149-AL1/24-ST1A 20.0 |  | 0.194 | 0.337 | 0.47 | 10.5 | 149 | ol | 0.00403
184-AL1/30-ST1A 20.0 |  | 0.1571 | 0.33 | 0.535 | 10.75 | 184 | ol | 0.00403
243-AL1/39-ST1A 20.0 |  | 0.1188 | 0.32 | 0.645 | 11 | 243 | ol | 0.00403
48-AL1/8-ST1A 110.0 |  | 0.5939 | 0.46 | 0.21 | 8 | 48 | ol | 0.00403
70-AL1/11-ST1A 110.0 |  | 0.4132 | 0.45 | 0.29 | 8.4 | 70 | ol | 0.00403
94-AL1/15-ST1A 110.0 |  | 0.306 | 0.44 | 0.35 | 8.65 | 94 | ol | 0.00403
122-AL1/20-ST1A 110.0 |  | 0.2376 | 0.43 | 0.41 | 8.5 | 122 | ol | 0.00403
149-AL1/24-ST1A 110.0 |  | 0.194 | 0.41 | 0.47 | 8.75 | 149 | ol | 0.00403
184-AL1/30-ST1A 110.0 |  | 0.1571 | 0.4 | 0.535 | 8.8 | 184 | ol | 0.00403
243-AL1/39-ST1A 110.0 |  | 0.1188 | 0.39 | 0.645 | 9 | 243 | ol | 0.00403
305-AL1/39-ST1A 110.0 |  | 0.0949 | 0.38 | 0.74 | 9.2 | 305 | ol | 0.00403
490-AL1/64-ST1A 110.0 |  | 0.059 | 0.37 | 0.96 | 9.75 | 490 | ol | 0.00403
679-AL1/86-ST1A 110.0 |  | 0.042 | 0.36 | 1.15 | 9.95 | 679 | ol | 0.00403
490-AL1/64-ST1A 220.0 |  | 0.059 | 0.285 | 0.96 | 10 | 490 | ol | 0.00403
679-AL1/86-ST1A 220.0 |  | 0.042 | 0.275 | 1.15 | 11.7 | 679 | ol | 0.00403
490-AL1/64-ST1A 380.0 |  | 0.059 | 0.253 | 0.96 | 11 | 490 | ol | 0.00403
679-AL1/86-ST1A 380.0 |  | 0.042 | 0.25 | 1.15 | 14.6 | 679 | ol | 0.00403
NYY 4x16 SE |  | 1.15 | 0.09 | 0.103 | 0 | 16
NYY 4x35 SE |  | 0.524 | 0.085 | 0.159 | 0 | 35
NAYY 4x185 SE |  | 0.164 | 0.08 | 0.313 | 0 | 185
NAYY 4x95 SE |  | 0.32 | 0.082 | 0.215 | 0 | 95
NYY 4x70 SE |  | 0.268 | 0.082 | 0.232 | 0 | 70
NYY 4x95 SE |  | 0.193 | 0.082 | 0.28 | 0 | 95

## trafo_std_types
| name | sn_mva | vn_hv_kv | vn_lv_kv | vk_percent | vkr_percent | pfe_kw | i0_percent | shift_degree | tap_side | tap_neutral | tap_min | tap_max | tap_step_percent | tap_step_degree | tap_phase_shifter
160 MVA 380/110 kV |  | 160 | 380 | 110 | 12.2 | 0.25 | 60 | 0.06 | 0 | hv | 0 | -9 | 9 | 1.5 | 0 | FALSE
100 MVA 220/110 kV |  | 100 | 220 | 110 | 12 | 0.26 | 55 | 0.06 | 0 | hv | 0 | -9 | 9 | 1.5 | 0 | FALSE
63 MVA 110/20 kV |  | 63 | 110 | 20 | 18 | 0.32 | 22 | 0.04 | 150 | hv | 0 | -9 | 9 | 1.5 | 0 | FALSE
40 MVA 110/20 kV |  | 40 | 110 | 20 | 16.2 | 0.34 | 18 | 0.05 | 150 | hv | 0 | -9 | 9 | 1.5 | 0 | FALSE
25 MVA 110/20 kV |  | 25 | 110 | 20 | 12 | 0.41 | 14 | 0.07 | 150 | hv | 0 | -9 | 9 | 1.5 | 0 | FALSE
63 MVA 110/10 kV |  | 63 | 110 | 10 | 18 | 0.32 | 22 | 0.04 | 150 | hv | 0 | -9 | 9 | 1.5 | 0 | FALSE
40 MVA 110/10 kV |  | 40 | 110 | 10 | 16.2 | 0.34 | 18 | 0.05 | 150 | hv | 0 | -9 | 9 | 1.5 | 0 | FALSE
25 MVA 110/10 kV |  | 25 | 110 | 10 | 12 | 0.41 | 14 | 0.07 | 150 | hv | 0 | -9 | 9 | 1.5 | 0 | FALSE
0.25 MVA 20/0.4 kV |  | 0.25 | 20 | 0.4 | 6 | 1.44 | 0.8 | 0.32 | 150 | hv | 0 | -2 | 2 | 2.5 | 0 | FALSE
0.4 MVA 20/0.4 kV |  | 0.4 | 20 | 0.4 | 6 | 1.425 | 1.35 | 0.3375 | 150 | hv | 0 | -2 | 2 | 2.5 | 0 | FALSE
0.63 MVA 20/0.4 kV |  | 0.63 | 20 | 0.4 | 6 | 1.206 | 1.65 | 0.2619 | 150 | hv | 0 | -2 | 2 | 2.5 | 0 | FALSE
0.25 MVA 10/0.4 kV |  | 0.25 | 10 | 0.4 | 4 | 1.2 | 0.6 | 0.24 | 150 | hv | 0 | -2 | 2 | 2.5 | 0 | FALSE
0.4 MVA 10/0.4 kV |  | 0.4 | 10 | 0.4 | 4 | 1.325 | 0.95 | 0.2375 | 150 | hv | 0 | -2 | 2 | 2.5 | 0 | FALSE
0.63 MVA 10/0.4 kV |  | 0.63 | 10 | 0.4 | 4 | 1.0794 | 1.18 | 0.1873 | 150 | hv | 0 | -2 | 2 | 2.5 | 0 | FALSE

## trafo3w_std_types
| sn_hv_mva | sn_mv_mva | sn_lv_mva | vn_hv_kv | vn_mv_kv | vn_lv_kv | vk_hv_percent | vk_mv_percent | vk_lv_percent | vkr_hv_percent | vkr_mv_percent | vkr_lv_percent | pfe_kw | i0_percent | shift_mv_degree | shift_lv_degree | vector_group | tap_side | tap_neutral | tap_min | tap_max | tap_step_percent
63/25/38 MVA 110/20/10 kV | 63 | 25 | 38 | 110 | 20 | 10 | 10.4 | 10.4 | 10.4 | 0.28 | 0.32 | 0.35 | 35 | 0.89 | 0 | 0 | YN0yn0yn0 | hv | 0 | -10 | 10 | 1.2
63/25/38 MVA 110/10/10 kV | 63 | 25 | 38 | 110 | 10 | 10 | 10.4 | 10.4 | 10.4 | 0.28 | 0.32 | 0.35 | 35 | 0.89 | 0 | 0 | YN0yn0yn0 | hv | 0 | -10 | 10 | 1.2

## dtypes
| element | column | dtype
0 | bus | name | object
1 | bus | vn_kv | float64
2 | bus | type | object
3 | bus | zone | object
4 | bus | in_service | bool
5 | bus | min_vm_pu | float64
6 | bus | max_vm_pu | float64
7 | load | name | object
8 | load | bus | uint32
9 | load | p_mw | float64
10 | load | q_mvar | float64
11 | load | const_z_percent | float64
12 | load | const_i_percent | float64
13 | load | sn_mva | float64
14 | load | scaling | float64
15 | load | in_service | bool
16 | load | type | object
17 | load | max_p_mw | float64
18 | ext_grid | name | object
19 | ext_grid | bus | uint32
20 | ext_grid | vm_pu | float64
21 | ext_grid | va_degree | float64
22 | ext_grid | slack_weight | float64
23 | ext_grid | in_service | bool
24 | line | name | object
25 | line | std_type | object
26 | line | from_bus | uint32
27 | line | to_bus | uint32
28 | line | length_km | float64
29 | line | r_ohm_per_km | float64
30 | line | x_ohm_per_km | float64
31 | line | c_nf_per_km | float64
32 | line | g_us_per_km | float64
33 | line | max_i_ka | float64
34 | line | df | float64
35 | line | parallel | uint32
36 | line | type | object
37 | line | in_service | bool
38 | trafo | name | object
39 | trafo | std_type | object
40 | trafo | hv_bus | uint32
41 | trafo | lv_bus | uint32
42 | trafo | sn_mva | float64
43 | trafo | vn_hv_kv | float64
44 | trafo | vn_lv_kv | float64
45 | trafo | vk_percent | float64
46 | trafo | vkr_percent | float64
47 | trafo | pfe_kw | float64
48 | trafo | i0_percent | float64
49 | trafo | shift_degree | float64
50 | trafo | tap_side | object
51 | trafo | tap_neutral | int32
52 | trafo | tap_min | int32
53 | trafo | tap_max | int32
54 | trafo | tap_step_percent | float64
55 | trafo | tap_step_degree | float64
56 | trafo | tap_pos | int32
57 | trafo | tap_phase_shifter | bool
58 | trafo | parallel | uint32
59 | trafo | df | float64
60 | trafo | in_service | bool
61 | line_geodata | coords | object
62 | bus_geodata | x | float64
63 | bus_geodata | y | float64
64 | bus_geodata | coords | object

## parameters
| version | format_version | converged | OPF_converged | name | f_hz | sn_mva
0 | 2.13.1 | 2.12.0 | FALSE | FALSE |  | 50 | 1